## Sheet1
料号 | 产品中文描述 | 促销价格(RMB) | 产品网址
35MMFT | 3.5mm母头连接器，用于现场端接 | 9.0421 | https://www.l-com.cn/audio-video-35mm-field-termination-connector-female
4QTY15ABRK-KIT | Electrical Cabinet SMALL CELL BREAKER Single-phase 120 Vac 4x 15A Branches UL 489 | 475.3267 | https://www.l-com.cn/nema-enclosures-electrical-cabinet-small-cell-breaker-single-phase-120-vac-4x-15a-branches-ul-489
AAM1-1700 | NMO移动安装压接式连接器，用于RG58、低损耗195系列线缆 | 12.9178 | https://www.l-com.cn/coaxial-nmo-mobile-mount-crimp-for-rg58-195-series-cable
ABM-1702 | BNC压接式直角插头，50 Ohm，用于RG58、低损耗 LMR®195系列线缆 | 13.1875 | https://www.l-com.cn/coaxial-50-ohm-bnc-crimp-plug-right-angle-for-rg58-lmr195-cable
ACK8010 | 75~120欧姆Balun，BNC插头/Krone型刺破式 | 63.36 | https://www.l-com.cn/coaxial-75-to-120-ohm-balun-bnc-plug-krone-idc
ACK9010 | 75~120欧姆Balun，穿壁式BNC插座/Krone型刺破式 | 63.36 | https://www.l-com.cn/coaxial-75-to-120-ohm-balun-bnc-bulkhead-jack-krone-idc
ADM-1400 | 7/16 DIN公头，压接型连接器，用于400系列线缆 | 66.6072 | https://www.l-com.cn/coaxial-7-16-din-male-crimp-connector-for-400-series-cable
ADM-1P100 | 用于RG401线缆的7/16 DIN 低PIM公头连接器 | 32.72 | https://www.l-com.cn/coaxial-7-16-din-male-low-pim-connector-for-rg401
ADM-1P200 | 用于RG402线缆的7/16 DIN 低PIM公头连接器 | 19.404 | https://www.l-com.cn/coaxial-7-16-din-male-low-pim-connector-for-rg402
ADM-CAP01 | 7/16 DIN母头防尘帽，带系链 | 17.2325 | https://www.l-com.cn/coaxial-7-16-din-protective-cap-for-female-with-chain
ADPT-M124AM-M84F | M12 4针A编码公头/M8 4针母头适配器 | 94.5717 | https://www.l-com.cn/ethernet-m12-4-pin-a-code-male-to-m8-4-pin-female-adapter
ADPT-M84M-M124AF | M8 4针公头/M12 4针A编码母头适配器 | 92.1673 | https://www.l-com.cn/ethernet-m8-4-pin-male-to-m12-4-pin-a-code-female-adapter
ADPT-TOSF-MINIM | Toslink Female to Mini-Plug Male Adapter | 1.8218 | https://www.l-com.cn/fiber-optic-toslink-female-to-mini-plug-male-adapter
AF-AD-210 | LC适配器，用于FOM100/200系列功率计 | 432.63 | https://www.l-com.cn/test-equipment-lc-adapter-for-fom100-200-series-power-meters
AF-FCT-100 | Advanced Fiber Solutions光纤连续性测试仪 | 194.04 | https://www.l-com.cn/test-equipment-advanced-fiber-solutions-fiber-continuity-tester
AFM-1700 | F型压接式插头，用于RG58、低损耗195系列线缆 | 2.4548 | https://www.l-com.cn/coaxial-f-type-male-crimp-for-rg58-195-series
AFMEJ-1700 | FME压接式插座，用于RG58和LMR®195系列线缆 | 3.2656 | https://www.l-com.cn/coaxial-fme-jack-crimp-rg58-lmr195-cable
AHDMM | HDMI适配器，直列式，公头/公头 | 7.3165 | https://www.l-com.cn/audio-video-hdmi-inline-adapter-male-to-male
AISGF-2000 | RET/AISG 8针FS1式母头连接器 | 35.04 | https://www.l-com.cn/wireless-antenna-ret-aisg-8-pin-fs1-type-female-connector
AISGM-2000 | RET/AISG 8针FS1式公头连接器 | 35.04 | https://www.l-com.cn/wireless-antenna-ret-aisg-8-pin-fs1-type-male-connector
AL6-NF-14-9 | 0~6GHz 90V避雷器，穿壁式N型母头连接器 | 71.9341 | https://www.l-com.cn/surge-protector-n-female-bulkhead-0-6-ghz-90v-connector-lightning-protector
AL6-NM-14-9 | 0~6GHz 90V避雷器，N型公头连接器 | 75.7318 | https://www.l-com.cn/surge-protector-n-male-0-6-ghz-90v-connector-lightning-protector
AL6-RSPRSJBW-9 | 反极性SMA插头转反极性SMA插座穿壁式0-6 GHz 90V避雷器 | 67.32 | https://www.l-com.cn/surge-protector-rp-sma-plug-to-rp-sma-jack-bulkhead-0-6-ghz-90v-lightning-protector
AL6-SFSFBW-9 | 射频电涌保护器，SMA型母头/母头，直流-6GHz | 152.2903 | https://www.l-com.cn/rf-surge-protector-type-sma-f-f-dc-6ghz
AL-BMBFB-9 | BNC公头转 BNC母头穿壁式, 0-3 GHz, 90V避雷器 | 32.982 | https://www.l-com.cn/surge-protector-bnc-male-to-bnc-female-bulkhead-0-3-ghz-90v-lightning-protector
AL-CAT5EHPW | 户外10/100 Base-T超5类高功率避雷器—RJ45插座 | 370.1174 | https://www.l-com.cn/surge-protector-outdoor-10-100-base-t-cat5e-hi-power-lightning-protector-rj45-jacks
AL-CAT5EJW | 户外10/100 Base-T超5类雷电浪涌保护器—RJ45插座 | 196.7779 | https://www.l-com.cn/surge-protector-outdoor-10-100-base-t-cat5e-lightning-surge-protector-rj45-jacks
AL-CAT5EJW24 | 户外10/100 Base-T超5类24V PoE浪涌保护器（避雷器）- RJ45插座 | 193.9212 | https://www.l-com.cn/surge-protector-outdoor-10-100-base-t-cat5e-24v-poe-lightning-surge-protector-rj45-jacks
AL-CAT5EPW | 户外10/100 Base-T超5类雷电浪涌保护器—打线终端 | 159.4692 | https://www.l-com.cn/surge-protector-outdoor-10-100-base-t-cat5e-lightning-surge-protector-punch-down-terminals
AL-CAT5HPJW | 户外高功率10/100 Base-T5类雷电浪涌保护器—RJ45插座 | 201.4056 | https://www.l-com.cn/surge-protector-outdoor-high-power-10-100-base-t-cat5-lightning-surge-protector-rj45-jacks
AL-CAT5HPW-4 | 防风雨高功率多端口10/100 Base-T5类避雷器—螺丝接线终端 | 566.8344 | https://www.l-com.cn/surge-protector-weatherproof-hi-power-multi-port-10-100-base-t-cat5-lightning-protector-screw-terminals
AL-CAT5HPWT | 防风雨高功率5类10/100Base-T避雷器，带螺丝端子 | 481.5288 | https://www.l-com.cn/surge-protector-weatherproof-hi-power-10-100-base-t-cat5-lightning-protector-screw-terminals
AL-CAT5PW | 户外10/100 Base-T5类雷电浪涌保护器—打线终端 | 58.8049 | https://www.l-com.cn/surge-protector-outdoor-10-100-base-t-cat5-lightning-surge-protector-punch-down-terminals
AL-CAT5SHPW | 防风雨高功率10/100 Base-T5类避雷器 - RJ45屏蔽式插座 | 154.94 | https://www.l-com.cn/surge-protector-weatherproof-hi-power-10-100-base-t-cat5-lightning-protector-shielded-rj45-jacks
AL-CAT5SJW | 户外10/100 Base-T5类雷电浪涌保护器—屏蔽式RJ45插座 | 107.4142 | https://www.l-com.cn/surge-protector-outdoor-10-100-base-t-cat5-lightning-surge-protector-shielded-rj45-jacks
AL-CAT5SW | 户外10/100 Base-T5类雷电浪涌保护器—螺丝接线终端 | 45 | https://www.l-com.cn/surge-protector-outdoor-10-100-base-t-cat5-lightning-surge-protector-screw-terminals
AL-CAT5VW-1 | 户外10/100 Base-T 5类浪涌保护器（避雷器） | 72.4043 | https://www.l-com.cn/surge-protector-outdoor-10-100-base-t-cat5-lightning-surge-protector
AL-CAT5W | 防风雨10/100 Base-T5类避雷器—RJ45/螺丝接线终端 | 175.2696 | https://www.l-com.cn/surge-protector-weatherproof-10-100-base-t-cat5-lightning-protector-rj45-screw-terminals
AL-CAT5W-4 | 防风雨、多端口10/100 Base-T 5类浪涌保护器（避雷器） - RJ45插座 | 202.8738 | https://www.l-com.cn/surge-protector-weatherproof-multi-port-10-100-base-t-cat5-lightning-protector-rj45-jacks
AL-CAT5W-4-24 | 防风雨、多端口10/100 Base-T 24V PoE 5类浪涌保护器（避雷器） - RJ45插座 | 488.5584 | https://www.l-com.cn/surge-protector-weatherproof-multi-port-10-100-base-t-24v-poe-cat5-lightning-protector-rj45-jacks
AL-CAT6AJW | 户外级10/100/1000/10000Base-T PoE兼容超6类避雷器，RJ45插座 | 161.7736 | https://www.l-com.cn/surge-protector-outdoor-10-100-1000-10000-base-t-cat6a-poe-compatible-lightning-protector-rj45-jacks
AL-CAT6HPJW | 户外10/100/1000 Base-T6类高功率避雷器—RJ45插座 | 151.0718 | https://www.l-com.cn/surge-protector-outdoor-10-100-1000-base-t-cat6-hi-power-lightning-protector-rj45-jacks
AL-CAT6JTW | 户外级6类10/100/1000Base-T气体放电管6类避雷器，RJ45插座 | 110.9252 | https://www.l-com.cn/surge-protector-outdoor-10-100-1000-base-t-cat6-gas-tube-lightning-protector-rj45-jacks
AL-CAT6JW | 户外10/100/1000 Base-T6类PoE兼容避雷器—RJ45插座 | 100.402 | https://www.l-com.cn/surge-protector-outdoor-10-100-1000-base-t-cat6-poe-compatible-lightning-protector-rj45-jacks
AL-CAT6PW | 户外10/100/1000 Base-T6类避雷器—打线终端 | 48.8994 | https://www.l-com.cn/surge-protector-outdoor-10-100-1000-base-t-cat6-lightning-protector-punch-down
AL-CAT6W | 防风雨10/100/1000 Base-T6类PoE兼容避雷器—螺丝接线终端 | 169.656 | https://www.l-com.cn/surge-protector-weatherproof-10-100-1000-base-t-cat6-poe-compatible-lightning-protector-screw-term
AL-CL2-12 | 户外双信道4-20 mA电流回路保护器 - 12V | 170.1216 | https://www.l-com.cn/surge-protector-outdoor-2-channel-4-20-ma-current-loop-protector-12v
AL-CL2-15 | 户外级双通道4~20mA电流环路保护器，15V | 123.2856 | https://www.l-com.cn/surge-protector-outdoor-2-channel-4-20-ma-current-loop-protector-15v
AL-CL2-24 | 户外级双通道4~20mA电流环路保护器，24V | 201.9204 | https://www.l-com.cn/surge-protector-outdoor-2-channel-4-20-ma-current-loop-protector-24v
AL-CL3W-24 | 防风雨3通道4~20mA电流环路保护器，24V | 298.0032 | https://www.l-com.cn/surge-protector-weatherproof-3-channel-4-20-ma-current-loop-protector-24v
AL-CL4-15 | 户外级4通道4~20mA电流环路保护器，15V | 160.9661 | https://www.l-com.cn/surge-protector-outdoor-4-channel-4-20-ma-current-loop-protector-15v
AL-CL4-24 | 户外级4通道4~20mA电流环路保护器，24V | 164.306 | https://www.l-com.cn/surge-protector-outdoor-4-channel-4-20-ma-current-loop-protector-24v
AL-CL4W-12 | 防风雨四信道4-20 mA电流回路保护器 - 12V | 302.6232 | https://www.l-com.cn/surge-protector-weatherproof-4-channel-4-20-ma-current-loop-protector-12v
AL-CL4W-15 | 防风雨4通道4~20mA电流环路保护器，15V | 302.7024 | https://www.l-com.cn/surge-protector-weatherproof-4-channel-4-20-ma-current-loop-protector-15v
AL-D15P1228AW | RS-485与12-28V交流电源线路的防风雨浪涌保护器（避雷器） | 77.19 | https://www.l-com.cn/surge-protector-weather-resistant-lightning-surge-protector-for-rs-485-12-28vac-power-lines
AL-D15P12DW | RS-485与12V直流电源线路的防风雨浪涌保护器（避雷器） | 63.98 | https://www.l-com.cn/surge-protector-weather-resistant-lightning-surge-protector-for-rs-485-12vdc-power-lines
AL-D15P15DW | RS-485与15V直流电源线路的防风雨浪涌保护器（避雷器） | 82.98 | https://www.l-com.cn/surge-protector-weather-resistant-lightning-surge-protector-for-rs-485-15vdc-power-lines
AL-D15P24DW | RS-485与24V直流电源线路的防风雨浪涌保护器（避雷器） | 205.0488 | https://www.l-com.cn/surge-protector-weather-resistant-lightning-surge-protector-for-rs-485-24vdc-power-lines
AL-D2-AW | 户外 4/8欧姆 音频系统避雷器 | 786.5194 | https://www.l-com.cn/surge-protector-outdoor-4-8-ohm-audio-systems-lightning-protector
AL-D2-PAW | 户外 70.7/100伏 公共广播系统避雷器 | 714.2058 | https://www.l-com.cn/surge-protector-outdoor-707-100-volt-public-address-systems-lightning-protector
AL-D4-05W | RS-422和RS-485线路的防风雨3级4信道浪涌保护器（避雷器） | 154.915 | https://www.l-com.cn/surge-protector-weatherproof-3-stage-4-ch-lightning-surge-protector-for-rs-422-rs-485-lines
AL-D4-DTW | 防风雨4线路电话/DSL避雷器与浪涌保护器，带螺丝端子 | 478.6056 | https://www.l-com.cn/surge-protector-weatherproof-4-line-telephone-dsl-lightning-surge-protector-screw-terminals
AL-D4W-05 | 户外RS-422和RS-485雷电浪涌保护器 | 77.8467 | https://www.l-com.cn/surge-protector-outdoor-rs-422-rs-485-lightning-surge-protector
AL-D8-12DCW | 12V直流控制线路的单级浪涌保护器 | 427.9176 | https://www.l-com.cn/surge-protector-single-stage-surge-protector-for-12v-dc-control-lines
AL-D8-24AC | 24V交流控制线路的大功率3级浪涌保护器 | 415.46 | https://www.l-com.cn/surge-protector-high-power-3-stage-surge-protector-for-24v-ac-control-lines
AL-D8-24ACW | 24V交流控制线路的单级浪涌保护器 | 389.268 | https://www.l-com.cn/surge-protector-single-stage-surge-protector-for-24v-ac-control-lines
AL-D8-24DC | 24V直流控制线路的大功率3级浪涌保护器 | 792.28 | https://www.l-com.cn/surge-protector-high-power-3-stage-surge-protector-for-24v-dc-control-lines
AL-D8-24DCW | 24V直流控制线路的单级浪涌保护器 | 416.1564 | https://www.l-com.cn/surge-protector-single-stage-surge-protector-for-24v-dc-control-lines
AL-D8-48DCW | 48V直流控制线路的单级浪涌保护器 | 351.4217 | https://www.l-com.cn/surge-protector-single-stage-surge-protector-for-48v-dc-control-lines
AL-D8W-12 | 户外RS-232浪涌保护器（避雷器） | 54.1967 | https://www.l-com.cn/surge-protector-outdoor-rs-232-lightning-surge-protector
AL-DSLSW | 户外大功率电话/DSL浪涌保护器（避雷器）- 螺丝接线终端 | 170.9136 | https://www.l-com.cn/surge-protector-outdoor-high-power-telephone-dsl-lightning-surge-protector-screw-terminals
AL-ECF504-AA72 | USB浪涌保护器，A型/A型面板安装式，带预剥线，72英寸（182.9厘米） | 49.57 | https://www.l-com.cn/surge-protector-usb-surge-protector-type-a-type-a-panel-mount-style-with-pigtail-72
AL-FFFF-9 | F型母头转F型母头0-3 GHz 90V避雷器 | 36.5189 | https://www.l-com.cn/surge-protector-f-female-to-f-female-0-3-ghz-90v-lightning-protector
AL-IPEPS | AdderLink IPEPS系列KVM IP引擎 | 2608.848 | https://www.l-com.cn/audio-video-adderlink-ipeps-kvm-ip-engine
AL-LC-30 | 防风雨三级浪涌保护器 | 313.3449 | https://www.l-com.cn/surge-protector-weatherproof-3-stage-load-cell-rtd-lightning-surge-protector
AL-NFNFB-2 | N型母头/穿壁式N型母头0~3GHz 230V避雷器 | 46.769 | https://www.l-com.cn/surge-protector-n-female-to-n-female-bulkhead-0-3-ghz-230v-lightning-protector
AL-NFNFB-3 | N型母头/穿壁式N型母头0~3GHz 350V避雷器 | 127.445 | https://www.l-com.cn/surge-protector-n-female-to-n-female-bulkhead-0-3-ghz-350-v-lightning-protector
AL-NFNFB-6 | N型母头/穿壁式N型母头0~3GHz 600V避雷器 | 158.1067 | https://www.l-com.cn/surge-protector-n-female-to-n-female-bulkhead-0-3-ghz-600-v-lightning-protector
AL-NFNFBHP-9 | N型母头 转 N型母头穿壁式, 0-3GHz, 90V 高性能同轴避雷器 | 64.0263 | https://www.l-com.cn/surge-protector-n-female-to-n-female-bulkhead-0-3-ghz-90v-high-performance-lightning-protector
AL-NMNFB-6 | N型公头/穿壁式N型母头0~3GHz 600V避雷器 | 69.5 | https://www.l-com.cn/surge-protector-n-male-to-n-female-bulkhead-0-3-ghz-600v-lightning-protector
ALPR-HYP218 | 替换用电路板，用于HGLN-CAT5-2和PoE接线盒 | 58.6559 | https://www.l-com.cn/surge-protector-replacement-circuit-board-for-hgln-cat5-2-and-poe-enclosures
ALPR-HYP226 | 替换用电路板，用于HGLN-CAT6 | 131.11 | https://www.l-com.cn/surge-protector-replacement-circuit-board-for-hgln-cat6
ALPR-HYP263 | 替换用电路板，用于AL-CAT5HPJW、ALW-CAT5HPJ、HGLN(D)-CAT5-HP | 121.4928 | https://www.l-com.cn/surge-protector-replacement-circuit-board-for-al-cat5hpjw-alw-cat5hpj-and-hglnd-cat5-hp
ALPR-HYP273 | 替换用电路板，用于AL-CAT5HPJW、ALW-CAT5EJ、HGLN(D)-CAT5EJW | 104.5 | https://www.l-com.cn/surge-protector-replacement-circuit-board-for-al-cat5hpjw-alw-cat5ej-and-hglnd-cat5ejw
ALPR-HYP284 | 替换用电路板，用于CMSP-CAT6-4和RMSP-CAT6-4 | 110.6107 | https://www.l-com.cn/surge-protector-replacement-circuit-board-for-cmsp-cat6-4-and-rmsp-cat6-4
ALPR-HYP291 | 替换用电路板，用于AL-CAT6JW | 142.956 | https://www.l-com.cn/surge-protector-replacement-circuit-board-for-al-cat6jw
ALPR-HYP296 | 替换用电路板，用于HGLN(D)-CAT6J | 125.6376 | https://www.l-com.cn/surge-protector-replacement-circuit-board-for-hglnd-cat6j
ALPR-HYP309 | 替换用电路板，用于HGLN(D)-CAT5J | 81.708 | https://www.l-com.cn/surge-protector-replacement-circuit-board-for-hglnd-cat5j
ALPR-HYP322 | 替换用电路板，用于CMSP-CAT5-4、RSMP-CAT5S-4、PoE接线盒 | 75.834 | https://www.l-com.cn/surge-protector-replacement-circuit-board-for-cmsp-cat5-4-rsmp-cat5s-4-and-poe-enclosures
ALPR-HYP326 | 替换用电路板，用于AL-CAT5EHPW | 136.5408 | https://www.l-com.cn/surge-protector-replacement-circuit-board-for-al-cat5ehpw
ALPR-HYP330 | 替换用电路板，用于CMSP-DT-4和RMSP-DT-4 | 238.2019 | https://www.l-com.cn/surge-protector-replacement-circuit-board-for-cmsp-dt-4-and-rmsp-dt-4
ALPR-HYP331-1 | 替换用电路板，用于AL-D4-DTW | 170.1612 | https://www.l-com.cn/surge-protector-replacement-circuit-board-for-al-d4-dtw
ALPR-HYP334 | 替换用电路板，用于AL-CAT5SHPW | 152.159 | https://www.l-com.cn/surge-protector-replacement-circuit-board-for-al-cat5shpw
ALPR-HYP342 | 替换用电路板，用于AL-CAT6HPW | 179.9994 | https://www.l-com.cn/surge-protector-replacement-circuit-board-for-als-cat6hpw
ALPR-HYP356 | 替换用电路板，用于CMSP-CAT6T-4和RMSP-CAT6T-4 | 135.115 | https://www.l-com.cn/surge-protector-replacement-circuit-board-for-cmsp-cat6t-4-and-rmsp-cat6t-4
ALQ2-DMDFB | 800~2250MHz四分之一波长保护器，7/16 DIN公头至7/16 DIN穿壁式母头 | 109.7944 | https://www.l-com.cn/surge-protector-7-16-din-male-to-7-16-din-female-bulkhead-800-2250-mhz-1-4-wave-protector
ALQ2-NMNFB | 2.3~2.7GHz四分之一波长保护器，N型公头/穿壁式N型母头 | 64.1256 | https://www.l-com.cn/surge-protector-n-male-to-n-female-bulkhead-23-27-ghz-1-4-wave-protector
ALQP-DFDFB | 低PIM四分之一波长保护器，7/16 DIN母头至7/16 DIN穿壁式母头 | 306.504 | https://www.l-com.cn/coaxial-7-16-din-female-to-7-16-din-female-bulkhead-low-pim-1-4-wave-protector
ALQP-NFNFB | 低PIM四分之一波长保护器，N型母头/穿壁式N型母头 | 167.6224 | https://www.l-com.cn/coaxial-n-female-to-n-female-bulkhead-low-pim-1-4-wave-protector
AL-RBPRBJB-9 | 反极性BNC插头转反极性BNC插座穿壁式0-3 GHz 90V避雷器 | 25.6887 | https://www.l-com.cn/surge-protector-rp-bnc-plug-to-rp-bnc-jack-bulkhead-0-3-ghz-90v-lightning-protector
ALS-CAT5EJWP | 袖珍型防风雨超5类10/100Base-T避雷器与浪涌保护器，RJ45插座 | 192.1169 | https://www.l-com.cn/surge-protector-compact-weatherproof-10-100-base-t-cat5e-lightning-surge-protector-rj45-jacks
ALS-CAT5W | 袖珍型防风雨5类10/100Base-T避雷器，屏蔽RJ45 | 186.17 | https://www.l-com.cn/surge-protector-compact-weatherproof-10-100-base-t-cat5-lightning-protector-shielded-rj45
ALS-CAT6JT | 袖珍型防风雨6类10/100/1000Base-T气体放电管避雷器，RJ45插座 | 307.5709 | https://www.l-com.cn/surge-protector-compact-weatherproof-10-100-1000-base-t-cat6-gas-tube-lightning-protector-rj45-jacks
ALS-D25P1228AW | 防风雨避雷器与浪涌保护器，用于RS-422/RS-485和12~28V交流电源线 | 273.1212 | https://www.l-com.cn/surge-protector-12-28vac-weatherproof-ptz-video-camera-lightning-protector-control-and-power-line-only
ALS-D25P12DW | 防风雨避雷器与浪涌保护器，用于RS-422/RS-485和12V直流电源线 | 275.3784 | https://www.l-com.cn/surge-protector-12vdc-weatherproof-ptz-video-camera-lightning-protector-control-and-power-line-only
ALS-D25P15DW | 防风雨避雷器与浪涌保护器，用于RS-422/RS-485和15V直流电源线 | 306.9792 | https://www.l-com.cn/surge-protector-15vdc-weatherproof-ptz-video-camera-lightning-protector-control-and-power-line-only
ALS-D25P24DW | 防风雨避雷器与浪涌保护器，用于RS-422/RS-485和24V直流电源线 | 329.1849 | https://www.l-com.cn/surge-protector-24vdc-weatherproof-ptz-video-camera-lightning-protector-control-and-power-line-only
AL-UFUFB-6 | UHF 母头转UHF母头穿壁式 0-3GHz, 600V同轴避雷器 | 106.2204 | https://www.l-com.cn/surge-protector-uhf-female-to-uhf-female-bulkhead-0-3-ghz-600v-lightning-protector
AL-VDP01228AW | 12-28V交流防风雨型PTZ摄像机避雷器 - 接地的BNC连接器 | 715.968 | https://www.l-com.cn/surge-protector-12-28vac-weatherproof-ptz-video-camera-lightning-protector-grounded-bnc-connectors
AL-VDP024DW | 24V直流防风雨型PTZ摄像机避雷器 - 接地的BNC连接器 | 718.1856 | https://www.l-com.cn/surge-protector-24vdc-weatherproof-ptz-video-camera-lightning-protector-grounded-bnc-connectors
AL-VDP112DW | 12V直流防风雨型PTZ摄像机避雷器 - 绝缘的BNC连接器 | 720.6408 | https://www.l-com.cn/surge-protector-12vdc-weatherproof-ptz-video-camera-lightning-protector-isolated-bnc-connectors
AL-VDP124DW | 24V直流防风雨型PTZ摄像机避雷器 - 绝缘的BNC连接器 | 719.532 | https://www.l-com.cn/surge-protector-24vdc-weatherproof-ptz-video-camera-lightning-protector-isolated-bnc-connectors
ALW-CAT5EJ | 工业级10/100 Base-T超5类雷电浪涌保护器—RJ45插座 | 128.866 | https://www.l-com.cn/surge-protector-industrial-grade-10-100-base-t-cat5e-lightning-surge-protector-rj45-jacks
ALW-CAT5EJ24 | 工业级超5类10/100Base-T PoE避雷器与浪涌保护器，24V，RJ45插座 | 200.376 | https://www.l-com.cn/surge-protector-industrial-grade-10-100-base-t-cat5e-24v-poe-lightning-surge-protector-rj45-jacks
ALW-CAT5HPJ | 工业级高功率10/100 Base-T5类避雷器—屏蔽式RJ45插座 | 335.5836 | https://www.l-com.cn/surge-protector-industrial-grade-hi-power-10-100-base-t-cat5-lightning-protector-shielded-rj45-jacks
ALW-CAT6HPJ | 工业级10/100/1000 Base-T6类高功率避雷器—RJ45插座 | 253.5192 | https://www.l-com.cn/surge-protector-industrial-grade-10-100-1000-base-t-cat6-hi-power-lightning-protector-rj45-jacks
ALW-D2-12 | 用于RS-232传感器和控制线路的工业级3级雷电浪涌保护器 | 366.8544 | https://www.l-com.cn/surge-protector-industrial-grade-3-stage-lightning-surge-protector-for-rs-232-sensors-control-lines
AMCM-1102 | 用于RG316、100系列线缆的MC卡公头, 压接式 | 5.8068 | https://www.l-com.cn/coaxial-mc-card-male-crimp-for-rg316-100-series-cable
AMM-1102 | 用于RG316、100系列线缆的MCX插头, 压接式 | 5.7024 | https://www.l-com.cn/coaxial-mcx-plug-crimp-for-rg316-100-series-cable
AMMM-1104 | 用于RG316、100系列线缆的直角型MMCX公头, 压接式 | 5.7287 | https://www.l-com.cn/coaxial-mmcx-male-crimp-right-angle-for-rg316100-series-cable
AMMM-1106 | 用于RG316、100系列线缆的MMCX公头, 压接式 | 5.0134 | https://www.l-com.cn/coaxial-mmcx-male-crimp-for-rg316100-series-cable
ANF-1202 | 用于200系列线缆的N型母头, 压接式 | 9.9775 | https://www.l-com.cn/coaxial-type-n-female-crimp-for-200-series-cable
ANF-1304 | 用于300系列线缆的N型母头, 压接式 | 4.35 | https://www.l-com.cn/coaxial-type-n-female-crimp-for-300-series-cable
ANF-1406 | 用于400系列线缆的N型母头, 压接式 | 6.5568 | https://www.l-com.cn/coaxial-type-n-female-crimp-for-400-series-cable
ANF-1508 | 用于240系列线缆的N型母头, 压接式 | 8.2476 | https://www.l-com.cn/coaxial-type-n-female-crimp-for-240-series-cable
ANF-1610 | 用于600系列线缆的N型母头, 压接式 | 15.4711 | https://www.l-com.cn/coaxial-type-n-female-crimp-for-600-series-cable
ANF-1700 | 用于RG58、195系列线缆的N型母头, 压接式 | 5.644 | https://www.l-com.cn/coaxial-type-n-female-crimp-for-rg58-195-series-cable
ANF-2400 | 用于RG8、400系列线缆的N型母头夹紧 | 14.9634 | https://www.l-com.cn/coaxial-type-n-female-clamp-for-rg8-400-series-cable
ANF-2904 | N型母头,夹紧式, Times Microwave P/N EZ-900-NFC-2 | 486.4012 | https://www.l-com.cn/coaxial-type-n-female-clamp-times-microwave-p-n-ez-900-nfc-2
ANF-2906 | N型母头夹紧式，用于LMR®900系列线缆 | 54.252 | https://www.l-com.cn/coaxial-type-n-female-clamp-for-lmr900-series-cable
ANF-3700 | 用于RG58、195系列线缆的N型穿壁式母头, 压接式 | 10.4983 | https://www.l-com.cn/coaxial-type-n-female-crimp-bulkhead-for-rg58-195-series-cable
ANF-4000 | N型母头, 带4孔1in法兰, 面板安装, 焊接式 | 12.7253 | https://www.l-com.cn/coaxial-type-n-female-panel-mount-solder-4-hole-1-in-flange
ANF-5700 | N型母头, 带4孔1in法兰, 面板安装, 压接式 | 12.9178 | https://www.l-com.cn/coaxial-type-n-female-panel-mount-4-hole-1-in-flange-crimp
ANF-CAP01 | N型公头防护帽, 带链条 | 10.9512 | https://www.l-com.cn/coaxial-type-n-protective-cap-for-male-with-chain
ANF-TERM | N型终端连接器，母头，50 Ohm，0-6 GHz | 9.8751 | https://www.l-com.cn/coaxial-0-6-ghz-type-n-female-terminator-50-ohm
ANM-1114 | 用于100系列线缆的N型公头,压接式 | 7.3749 | https://www.l-com.cn/coaxial-type-n-male-crimp-for-100-series-cable
ANM-1202 | 用于200系列线缆的N型公头,压接式 | 11.3136 | https://www.l-com.cn/coaxial-type-n-male-crimp-for-200-series-cable
ANM-1304 | 用于300系列线缆的N型公头,压接式 | 11.51 | https://www.l-com.cn/coaxial-type-n-male-crimp-for-300-series-cable
ANM-1516 | 用于240系列线缆的直角型N型公头,压接式 | 15.9192 | https://www.l-com.cn/coaxial-type-n-male-crimp-right-angle-for-240-series-cable
ANM-1610 | 用于600系列线缆的N型公头, 压接式 | 15.1272 | https://www.l-com.cn/coaxial-type-n-male-crimp-for-600-series-cable
ANM-1616 | 用于600系列线缆的直角型N型公头, 压接式 | 8.4294 | https://www.l-com.cn/coaxial-type-n-male-crimp-right-angle-for-600-series-cable
ANM-1716 | 用于RG58、195系列线缆的直角型N型公头, 压接式 | 14.5947 | https://www.l-com.cn/coaxial-type-n-male-crimp-right-angle-for-rg58-195-series-cable
ANM-1722 | 免焊接或压接N型公头连接器，用于195系列低损耗同轴线缆 | 9.01 | https://www.l-com.cn/coaxial-type-n-male-solderless-crimp-for-195-series-low-loss-cable
ANM-1A18 | 用于RG6线缆的N型公头, 压接式 | 4.7415 | https://www.l-com.cn/coaxial-type-n-male-crimp-for-rg6-cable
ANM-1J00 | 直角N型公头连接器，压接型，用于RG142/RG223/RG400线缆 | 21.1648 | https://www.l-com.cn/coaxial-type-n-male-crimp-right-angle-for-rg142-rg223-rg400-cable
ANM-1P200 | 低PIM级N型公头连接器，焊接性，用于RG402 | 10.6128 | https://www.l-com.cn/coaxial-type-n-male-low-pim-connector-for-rg402
ANM-2602 | 用于600系列线缆的N型公头, 夹紧式 | 24.7365 | https://www.l-com.cn/coaxial-type-n-male-clamp-for-600-series-cable
ANM-2904 | 用于900系列线缆的N型公头, 夹紧式 | 51.1 | https://www.l-com.cn/coaxial-type-n-male-clamp-for-900-series-cable
ANM-CAP01 | N型母头防护帽, 带链条 | 10.9532 | https://www.l-com.cn/coaxial-type-n-protective-cap-for-female-with-chain
ANM-TERM1 | 0-6 GHz N型公头终端负载,50欧姆 | 15.5232 | https://www.l-com.cn/bandpass-filter-rf-splitter-0-6-ghz-type-n-male-terminator-50-ohm
AOC-DPDP-14-003 | DisplayPort1.4/DisplayPort1.4有源光学线缆（AOC），3米 | 887.832 | https://www.l-com.cn/displayport-1.4-to-displayport-1.4-aoc-3-meter-aoc-dpdp-14-003
AOC-DPDP-14-005 | DisplayPort1.4/DisplayPort1.4有源光学线缆（AOC），5米 | 919.512 | https://www.l-com.cn/displayport-1.4-to-displayport-1.4-aoc-5-meter-aoc-dpdp-14-005
AOC-DPDP-14-008 | DisplayPort1.4/DisplayPort1.4有源光学线缆（AOC），8米 | 950.4 | https://www.l-com.cn/displayport-1.4-to-displayport-aoc-8-meter-aoc-dpdp-14-008
AOC-DPDP-14-010 | DisplayPort1.4/DisplayPort1.4有源光学线缆（AOC），10米 | 981.288 | https://www.l-com.cn/displayport-1.4-to-displayport-1.4-aoc-10-meter-aoc-dpdp-14-010
AOC-DPDP-14-015 | DisplayPort1.4/DisplayPort1.4有源光学线缆（AOC），15米 | 1043.856 | https://www.l-com.cn/displayport-1.4-to-displayport-aoc-15-meter-aoc-dpdp-14-015
AOC-DPDP-14-020 | DisplayPort1.4/DisplayPort1.4有源光学线缆（AOC），20米 | 1106.424 | https://www.l-com.cn/displayport-1.4-to-displayport-aoc-20-meter-aoc-dpdp-14-020
AOC-DPDP-14-025 | DisplayPort1.4/DisplayPort1.4有源光学线缆（AOC），25米 | 1168.2 | https://www.l-com.cn/displayport-1.4-to-displayport-aoc-25-meter-aoc-dpdp-14-025
AOC-DPDP-14-030 | DisplayPort1.4/DisplayPort1.4有源光学线缆（AOC），30米 | 1230.768 | https://www.l-com.cn/displayport-1.4-to-displayport-aoc-30-meter-aoc-dpdp-14-030
AOC-DPDP-14-040 | DisplayPort1.4/DisplayPort1.4有源光学线缆（AOC），40米 | 1355.112 | https://www.l-com.cn/displayport-1.4-to-displayport-aoc-40-meter-aoc-dpdp-14-040
AOC-DPDP-14-050 | DisplayPort1.4/DisplayPort1.4有源光学线缆（AOC），50米 | 1480.248 | https://www.l-com.cn/displayport-1.4-to-displayport-aoc-50-meter-aoc-dpdp-14-050
AOC-DPDP-14-060 | DisplayPort1.4/DisplayPort1.4有源光学线缆（AOC），60米 | 1604.592 | https://www.l-com.cn/displayport-1.4-to-displayport-aoc-60-meter-aoc-dpdp-14-060
AOC-DPDP-14-070 | DisplayPort1.4/DisplayPort1.4有源光学线缆（AOC），70米 | 1728.936 | https://www.l-com.cn/displayport-1.4-to-displayport-aoc-70-meter-aoc-dpdp-14-070
AOC-DPDP-14-080 | DisplayPort1.4/DisplayPort1.4有源光学线缆（AOC），80米 | 1854.072 | https://www.l-com.cn/displayport-1.4-to-displayport-aoc-80-meter-aoc-dpdp-14-080
AOC-DPDP-14-090 | DisplayPort1.4/DisplayPort1.4有源光学线缆（AOC），90米 | 1978.416 | https://www.l-com.cn/displayport-1.4-to-displayport-aoc-90-meter-aoc-dpdp-14-090
AOC-DPDP-14-100 | DisplayPort1.4/DisplayPort1.4有源光学线缆（AOC），100米 | 2102.76 | https://www.l-com.cn/displayport-1.4-to-displayport-aoc-100-meter-aoc-dpdp-14-100
AOC-DVDV-S-010 | DVI混合型有源光缆（AOC），10米 | 1059.696 | https://www.l-com.cn/dvi-hybrid-active-optical-fiber-cable-10-meter-aoc-dvdv-s-010
AOC-DVDV-S-015 | DVI混合型有源光缆（AOC），15米 | 1121.472 | https://www.l-com.cn/dvi-hybrid-active-optical-fiber-cable-15-meter-aoc-dvdv-s-015
AOC-DVDV-S-020 | DVI混合型有源光缆（AOC），20米 | 1184.04 | https://www.l-com.cn/dvi-hybrid-active-optical-fiber-cable-20-meter-aoc-dvdv-s-020
AOC-DVDV-S-025 | DVI混合型有源光缆（AOC），25米 | 1193.544 | https://www.l-com.cn/dvi-hybrid-active-optical-fiber-cable-25-meter-aoc-dvdv-s-025
AOC-DVDV-S-030 | DVI混合型有源光缆（AOC），30米 | 1308.384 | https://www.l-com.cn/dvi-hybrid-active-optical-fiber-cable-30-meter-aoc-dvdv-s-030
AOC-DVDV-S-040 | DVI混合型有源光缆（AOC），40米 | 1433.52 | https://www.l-com.cn/dvi-hybrid-active-optical-fiber-cable-40-meter-aoc-dvdv-s-040
AOC-DVDV-S-050 | DVI混合型有源光缆（AOC），50米 | 1557.864 | https://www.l-com.cn/dvi-hybrid-active-optical-fiber-cable-50-meter-aoc-dvdv-s-050
AOC-DVDV-S-060 | DVI混合型有源光缆（AOC），60米 | 1682.208 | https://www.l-com.cn/dvi-hybrid-active-optical-fiber-cable-60-meter-aoc-dvdv-s-060
AOC-DVDV-S-070 | DVI混合型有源光缆（AOC），70米 | 1807.344 | https://www.l-com.cn/dvi-hybrid-active-optical-fiber-cable-70-meter-aoc-dvdv-s-070
AOC-DVDV-S-080 | DVI混合型有源光缆（AOC），80米 | 1931.688 | https://www.l-com.cn/dvi-hybrid-active-optical-fiber-cable-80-meter-aoc-dvdv-s-080
AOC-DVDV-S-090 | DVI混合型有源光缆（AOC），90米 | 2056.032 | https://www.l-com.cn/dvi-hybrid-active-optical-fiber-cable-90-meter-aoc-dvdv-s-090
AOC-DVDV-S-100 | DVI混合型有源光缆（AOC），100米 | 2181.168 | https://www.l-com.cn/dvi-hybrid-active-optical-fiber-cable-100-meter-aoc-dvdv-s-100
AOC-HDAA-20-010 | HDMI2.0 A型/A型有源光学线缆（AOC），10米 | 607.464 | https://www.l-com.cn/hdmi-2.0-type-a-to-type-a-aoc-10-meter-aoc-hdaa-20-010
AOC-HDAA-20-015 | HDMI2.0 A型/A型有源光学线缆（AOC），15米 | 685.872 | https://www.l-com.cn/hdmi-2.0-type-a-to-type-a-aoc-15-meter-aoc-hdaa-20-015
AOC-HDAA-20-020 | HDMI2.0 A型/A型有源光学线缆（AOC），20米 | 763.488 | https://www.l-com.cn/hdmi-2.0-type-a-to-type-a-aoc-20-meter-aoc-hdaa-20-020
AOC-HDAA-20-025 | HDMI2.0 A型/A型有源光学线缆（AOC），25米 | 841.104 | https://www.l-com.cn/hdmi-2.0-type-a-to-type-a-aoc-25-meter-aoc-hdaa-20-025
AOC-HDAA-20-030 | HDMI2.0 A型/A型有源光学线缆（AOC），30米 | 919.512 | https://www.l-com.cn/hdmi-2.0-type-a-to-type-a-aoc-30-meter-aoc-hdaa-20-030
AOC-HDAA-20-040 | HDMI2.0 A型/A型有源光学线缆（AOC），40米 | 1059.696 | https://www.l-com.cn/hdmi-2.0-type-a-to-type-a-aoc-40-meter-aoc-hdaa-20-040
AOC-HDAA-20-050 | HDMI2.0 A型/A型有源光学线缆（AOC），50米 | 1168.2 | https://www.l-com.cn/hdmi-2.0-type-a-to-type-a-aoc-50-meter-aoc-hdaa-20-050
AOC-HDAA-20-060 | HDMI2.0 A型/A型有源光学线缆（AOC），60米 | 1277.496 | https://www.l-com.cn/hdmi-2.0-type-a-to-type-a-aoc-60-meter-aoc-hdaa-20-060
AOC-HDAA-20-070 | HDMI2.0 A型/A型有源光学线缆（AOC），70米 | 1386.792 | https://www.l-com.cn/hdmi-2.0-type-a-to-type-a-aoc-70-meter-aoc-hdaa-20-070
AOC-HDAA-20-080 | HDMI2.0 A型/A型有源光学线缆（AOC），80米 | 1495.296 | https://www.l-com.cn/hdmi-2.0-type-a-to-type-a-aoc-80-meter-aoc-hdaa-20-080
AOC-HDAA-20-090 | HDMI2.0 A型/A型有源光学线缆（AOC），90米 | 1604.592 | https://www.l-com.cn/hdmi-2.0-type-a-to-type-a-aoc-90-meter-aoc-hdaa-20-090
AOC-HDAA-20-100 | HDMI2.0 A型/A型有源光学线缆（AOC），100米 | 1713.888 | https://www.l-com.cn/hdmi-2.0-type-a-to-type-a-aoc-100-meter-aoc-hdaa-20-100
AQJ-3700 | 用于RG58、195系列线缆的穿壁式QMA插座, 压接式 | 14.2247 | https://www.l-com.cn/coaxial-qma-jack-bulkhead-crimp-for-rg58-195-series-cable
AQP-1700 | 用于RG58、195系列线缆的直角型QMA插头, 压接式 | 18.535 | https://www.l-com.cn/coaxial-qma-plug-right-angle-crimp-for-rg58-195-series-cable
AQP-1702 | 用于RG58、195系列线缆的QMA插头, 压接式 | 12.5944 | https://www.l-com.cn/coaxial-qma-plug-crimp-for-rg58-195-series-cable
ARBJ-1700 | 用于RG58、195系列线缆的反极性BNC插座, 压接式 | 4.2475 | https://www.l-com.cn/coaxial-rp-bnc-crimp-jack-for-rg58-195-series-cable
ARBP-1402 | 用于400系列线缆的反极性BNC插头, 压接式 | 8.0777 | https://www.l-com.cn/coaxial-rp-bnc-crimp-plug-for-400-series-cable
ARBP-1700 | 用于RG58、195系列线缆的反极性BNC插头, 压接式 | 5.03 | https://www.l-com.cn/coaxial-rp-bnc-crimp-plug-for-rg58-195-series-cable
ARK2406DPU-0 | 2.4GHz 6dBi双极化MIMO全向天线，带Ubiquiti® RocketM2安装套件 | 800.9628 | https://www.l-com.cn/wireless-antenna-24-ghz-6-dbi-dual-polarized-omni-antenna-w-ubiquiti-rocketm2-mounting-kit
ARK2410DPU-0 | 2.4GHz 10dBi双极化MIMO全向天线，带Ubiquiti® RocketM2安装套件 | 892.8612 | https://www.l-com.cn/wireless-antenna-24-ghz-10-dbi-dual-polarized-omni-antenna-w-ubiquiti-rocketm2-mounting-kit
ARK2413DPU-0 | 2.4GHz 13dBi双极化MIMO全向天线，带Ubiquiti® RocketM2安装套件 | 854.2806 | https://www.l-com.cn/wireless-antenna-24-ghz-13-dbi-dual-polarized-omni-antenna-w-ubiquiti-rocketm2-mounting-kit
ARK4958-17DP-090-0 | 5GHz 17dBi双极化90度MIMO扇区天线，带Ubiquiti® RocketM5安装套件 | 795.2472 | https://www.l-com.cn/wireless-antenna-5-ghz-17-dbi-dual-polarized-90-degree-sector-antenna-w-ubiquiti-rocketm5-mounting-kit
ARK5158DP-13U-0 | 5GHz 13dBi双极化MIMO全向天线，带Ubiquiti® RocketM5安装套件 | 751.7664 | https://www.l-com.cn/wireless-antenna-5-ghz-13-dbi-dual-polarized-omni-antenna-w-ubiquiti-rocketm5-mounting-kit
ARMMP-1100 | 用于LMR®100、RG174/188/316线缆的直角型反极性MMCX, 压接式 | 10.6128 | https://www.l-com.cn/coaxial-rp-mmcx-crimp-right-angle-for-lmr100-rg174-188-316-cable
ARNJ-1404 | 用于RG8、400系列线缆的反极性N型插座, 压接式 | 8.7751 | https://www.l-com.cn/coaxial-rp-type-n-jack-crimp-for-rg8-400-series-cable
ARNJ-1700 | 用于RG58、195系列线缆的反极性N型插座, 压接式 | 6.1553 | https://www.l-com.cn/coaxial-rp-type-n-jack-crimp-for-rg58-195-series-cable
ARNP-1404 | 用于RG8、400系列线缆的反极性N型插头, 压接式 | 9.6736 | https://www.l-com.cn/coaxial-rp-type-n-plug-crimp-for-rg8-400-series-cable
ARNP-1700 | 用于RG58、195系列线缆的反极性N型插头, 压接式 | 11.0547 | https://www.l-com.cn/coaxial-rp-type-n-plug-crimp-for-rg58-195-series-cable
ARSJ-1404 | 用于RG8、400系列线缆的反极性SMA插座, 压接式 | 6.336 | https://www.l-com.cn/coaxial-rp-sma-jack-crimp-for-rg8-400-series-cable
ARSJ-1700 | 用于RG58、195系列线缆的反极性SMA插座, 压接式 | 3.2942 | https://www.l-com.cn/coaxial-rp-sma-jack-crimp-for-rg58195-series-cable
ARSJ-3100 | 穿壁式反极性SMA插座连接器，压接型，用于RG174/188/316线缆和100系列线缆 | 5.3856 | https://www.l-com.cn/coaxial-rp-sma-jack-bulkhead-crimp-for-rg174-188-316-100-series-cable
ARSJ-3700 | 用于RG58、195系列线缆的穿壁式反极性SMA插座, 压接式 | 5.6731 | https://www.l-com.cn/coaxial-rp-sma-jack-bulkhead-crimp-for-rg58195-series-cable
ARSJ-4000 | 反极性SMA插座, 带4孔1in法兰, 面板安装, 焊接式 | 21.1464 | https://www.l-com.cn/coaxial-rp-sma-jack-panel-mount-1-in-flange-cable
ARSP-1100 | 用于100系列线缆的反极性SMA插头, 压接式 | 2.8297 | https://www.l-com.cn/coaxial-rp-sma-plug-crimp-for-100-series-cable
ARSP-1202 | 用于200系列线缆的反极性SMA插头, 压接式 | 4.1064 | https://www.l-com.cn/coaxial-rp-sma-plug-crimp-for-200-series-cable
ARSP-1404 | 用于RG8、400系列线缆的反极性SMA插头, 压接式 | 5.0049 | https://www.l-com.cn/coaxial-rp-sma-plug-crimp-for-rg8-400-series
ARSP-1504 | 用于240系列线缆的压接式反极性SMA插头 | 5.0036 | https://www.l-com.cn/coaxial-rp-sma-plug-crimp-for-240-series-cable
ARSP-1702 | 用于RG58、195系列线缆的直角型反极性SMA插头, 压接式 | 4.6092 | https://www.l-com.cn/coaxial-rp-sma-plug-crimp-right-angle-for-rg58-195-series-cable
ARSP-1726 | 直角型免焊接或压接反极性SMA插头连接器，用于195系列低损耗线缆 | 6.5736 | https://www.l-com.cn/coaxial-rp-sma-plug-solderless-crimp-right-angle-for-195-series-low-loss-cable
ARSP-1728 | 免焊接或压接反极性SMA插头连接器，用于195系列低损耗线缆 | 4.752 | https://www.l-com.cn/coaxial-rp-sma-plug-solderless-crimp-for-195-series-low-loss-cable
ARSP-TERM | 0-6 GHz反极性SMA插头终端负载,50欧姆 | 6.026 | https://www.l-com.cn/coaxial-0-6-ghz-rp-sma-plug-terminator-50-ohm
ARTJ-1100 | 反极性TNC母头，适用于RG174/188/316及低损耗100系列同轴线缆，压接式 | 7.99 | https://www.l-com.cn/coaxial-rp-tnc-jack-crimp-for-rg174-188-316-100-series-cable
ARTJ-1606 | 反极性TNC压接式插座，用于低损耗600系列线缆 | 5.5057 | https://www.l-com.cn/coaxial-rp-tnc-crimp-jack-for-600-series-cable
ARTJ-1708 | 反极性TNC压接式插座 ，用于RG58、低损耗195系列线缆 | 3.7663 | https://www.l-com.cn/coaxial-rp-tnc-crimp-jack-for-rg58-195-series-cable
ARTJ-3100 | 穿壁式反极性TNC插座，压接型，用于RG174/188/316和100系列线缆 | 5.66 | https://www.l-com.cn/coaxial-rp-tnc-jack-bulkhead-crimp-for-rg174-188-316-100-series-cable
ARTJ-3400 | 反极性TNC压接式插座，穿壁式，用于RG8、低损耗400系列线缆 | 14.7291 | https://www.l-com.cn/coaxial-rp-tnc-bulkhead-jack-for-rg8-400-series-cable
ARTJ-3702 | 反极性TNC压接式插座，穿壁式，用于RG58、低损耗195系列线缆 | 7.5945 | https://www.l-com.cn/coaxial-rp-tnc-bulkhead-jack-for-rg58-195-series-cable
ARTJ-3704 | 免焊接或压接穿壁式反极性TNC插座，用于195系列低损耗线缆 | 7.6032 | https://www.l-com.cn/coaxial-reverse-polarity-tnc-jack-bulkhead-solderless-crimp-for-195-series-low-loss-cable
ARTP-1200 | 反极性TNC压接式插头，用于低损耗200系列线缆 | 5.17 | https://www.l-com.cn/coaxial-rp-tnc-crimp-plug-for-200-series-cable
ARTP-1312 | 反极性TNC压接式插头，用于低损耗300系列线缆 | 3.361 | https://www.l-com.cn/coaxial-rp-tnc-crimp-plug-for-300-series-cable
ARTP-1406 | 免焊接或压接反极性TNC插头，用于400系列低损耗线缆 | 8.5182 | https://www.l-com.cn/coaxial-reverse-polarity-tnc-plug-solderless-crimp-for-400-series-low-loss-cable
ARTP-1502 | 反极性TNC压接式插头，用于低损耗240系列线缆 | 6.7212 | https://www.l-com.cn/coaxial-rp-tnc-crimp-plug-for-240-series-cable
ARTP-1606 | 反极性TNC压接式插头，用于低损耗600系列线缆 | 11.7747 | https://www.l-com.cn/coaxial-rp-tnc-crimp-plug-for-600-series-cable
ARTP-1710 | 免焊接或压接反极性TNC插头，用于195系列低损耗线缆 | 4.1184 | https://www.l-com.cn/coaxial-reverse-polarity-tnc-plug-solderless-crimp-for-195-series-low-loss-cable
ARTP-1714 | 直角型反极性TNC插头，压接型，用于RG58和195系列线缆 | 10.7625 | https://www.l-com.cn/coaxial-rp-tnc-crimp-plug-right-angle-for-rg58-195-series-cable
ARTP-1A10 | 反极性TNC压接式插头，用于RG6系列线缆 | 5.8696 | https://www.l-com.cn/coaxial-rp-tnc-crimp-plug-for-rg6-cable
ASF-1708 | 压接式连接器，SMA母头，用于RG58、低损耗195系列线缆 | 3.7222 | https://www.l-com.cn/coaxial-sma-female-crimp-for-rg58-195-series-cable
ASF-3700 | 压接式连接器，SMA母头穿壁式，用于RG58、低损耗195系列线缆 | 3.5484 | https://www.l-com.cn/coaxial-sma-female-bulkhead-crimp-for-rg58-195-series-cable
ASM-1504 | 压接式连接器 ，SMA公头，用于低损耗240系列线缆 | 3.84 | https://www.l-com.cn/coaxial-sma-male-crimp-for-240-series-cable
ASM-1710 | 压接式连接器，SMA公头直角式，用于RG58、低损耗195系列线缆 | 6.6175 | https://www.l-com.cn/coaxial-sma-male-crimp-right-angle-for-rg58-195-series-cable
ASM-1714 | 压接式连接器 ，Shrouded SMA公头直角式，用于RG58、低损耗195系列线缆 | 6.804 | https://www.l-com.cn/coaxial-sma-male-crimp-right-angle-shrouded-for-rg58-195-series-cable
ASMBJ-1100 | SMB压接式插座，用于RG316、RG174、低损耗100系列线缆 | 6.78 | https://www.l-com.cn/coaxial-smb-jack-crimp-for-100-series-rg316-174-cable
ASMBP-1102 | SMB压接式直角插头，用于RG316、RG174、低损耗100系列线缆 | 11.7881 | https://www.l-com.cn/coaxial-smb-plug-right-angle-crimp-for-100-series-rg316-174-cable
ASNP-1100 | SMA-Nano/SSMB-Nano压接式连接器，用于RG188、低损耗100系列线缆 | 4.7778 | https://www.l-com.cn/coaxial-sma-nano-ssmb-nano-crimp-for-rg188-100-series-cable
ASR-PG11 | PG-11不漏液线缆密封套 | 4.0922 | https://www.l-com.cn/ethernet-liquid-tight-cable-gland-pg-11
ASR-PG13 | PG-13.5不漏液线缆格密封套 | 4.4864 | https://www.l-com.cn/ethernet-liquid-tight-cable-gland-pg-135
ASR-PG16 | PG-16不漏液线缆格密封套 | 5.148 | https://www.l-com.cn/ethernet-liquid-tight-cable-gland-pg-16
ASR-PG7 | PG-7 Liquid Tight Cable Gland | 3.0096 | https://www.l-com.cn/ethernet-liquid-tight-cable-gland-pg-7
ASY21000-006 | 19英寸（48.3厘米）1U配线架，8个MRJ21端口/48个RJ45 10/100/1000端口 | 2787.84 | https://www.l-com.cn/patch-panel-server-rack-19-inch-1u-patch-panel-8xmrj21-by-48xrj45-ports-10-100-1000
ATERM-FF | F型自动端接（母头/母头）适配器，75欧姆 | 8.085 | https://www.l-com.cn/coaxial-type-f-auto-terminating-female-female-adapter-75-ohm
ATF-1506 | TNC压接式插座，用于低损耗240系列线缆 | 5.4966 | https://www.l-com.cn/coaxial-tnc-female-crimp-for-240-series-cable
ATF-1700 | TNC压接式插座，用于RG58、低损耗195系列线缆 | 3.1463 | https://www.l-com.cn/coaxial-tnc-female-crimp-for-rg58-195-series-cable
ATF-3700 | TNC压接式插座，母头穿壁式，用于低损耗195系列线缆 | 6.4007 | https://www.l-com.cn/coaxial-tnc-female-crimp-bulkhead-for-195-series-cable
ATM-1204 | TNC压接式插头，用于低损耗200系列线缆 | 6.8112 | https://www.l-com.cn/coaxial-tnc-male-crimp-for-200-series-cable
ATM-1416 | 直角型TNC公头连接器，压接型，用于400系列线缆 | 10.9878 | https://www.l-com.cn/coaxial-tnc-male-crimp-right-angle-for-400-series-cable
ATM-1506 | TNC压接式插头，用于低损耗240系列线缆 | 3.11 | https://www.l-com.cn/coaxial-tnc-male-crimp-for-240-series-cable
ATM-1700 | TNC公头连接器，压接型，用于RG58和195系列线缆 | 7.0329 | https://www.l-com.cn/coaxial-tnc-male-crimp-for-rg58-195-series-cable
ATML-1400 | TNC压接式插头，反向螺纹，用于RG8、低损耗400系列线缆 | 3.8233 | https://www.l-com.cn/coaxial-tnc-male-reverse-thread-crimp-for-rg8-400-series-cable
AT-STRIP-01 | Coax Cable Stripper, 2-Blade for 100/174/195/200/240/316 Series Coax | 27.836 | https://www.l-com.cn/coaxial-coax-cable-stripper-2-blade-for-100-174-195-200-240-316-series-coax
AT-STRIP-02 | Coax Cable Stripper, 2-Blade for 400 Series and RG8 Coax | 49.896 | https://www.l-com.cn/coaxial-coax-cable-stripper-2-blade-for-400-series-and-rg8-coax
AUM-1700 | UHF压接式连接器（PL259型），公头，用于RG58、低损耗195系列线缆 | 1.946 | https://www.l-com.cn/coaxial-uhf-male-crimp-type-pl259-for-rg58-195-series-cable
AV104T-US | AdderLink AV100系列发射器，4端口 | 1401.84 | https://www.l-com.cn/audio-video-adderlink-4-port-av-transmitter
AV4PRO-DVI | AdderView 4PRO-DVI系列4端口KVM切换器（4台电脑） | 2352.24 | https://www.l-com.cn/audio-video-adderview-4-pro-dvi-4-port-kvm-switch-4-pcs
AVP4-KVM | AdderView Prism四端口反向KVM切换器 | 1420.848 | https://www.l-com.cn/audio-video-adderview-prism-4-port-reverse-kvm-switch
AXA-DFDF | 同轴适配器，7/16 DIN母头/母头 | 75.7175 | https://www.l-com.cn/coaxial-coaxial-adapter-7-16-din-female-female
AXA-DMDM | 同轴适配器，7/16 DIN公头/公头 | 99 | https://www.l-com.cn/coaxial-coaxial-adapter-7-16-din-male-male
AXA-FMFF | 75欧姆同轴适配器，F型公头/F型母头 | 5.544 | https://www.l-com.cn/coaxial-75-ohm-coaxial-adapter-f-male-f-female
AXA-MMPSF | 同轴适配器，MMCX插头/SMA插座（母头） | 8.7606 | https://www.l-com.cn/coaxial-coaxial-adapter-mmcx-plug-sma-jack-female
AXA-MPSF | 同轴线缆适配器，MCX插头/SMA插座（母头） | 7.3475 | https://www.l-com.cn/coaxial-coaxial-adapter-mcx-plug-sma-jack-female
AXA-NFBM | 同轴适配器，N型母头/BNC公头 | 12.1768 | https://www.l-com.cn/coaxial-coaxial-adapter-bnc-male-type-n-female
AXA-NFDM | 同轴适配器，N型母头/7/16 DIN公头 | 97.1784 | https://www.l-com.cn/coaxial-coaxial-adapter-n-female-7-16-din-male
AXA-NFMUM | N型母头 / 迷你UHF公头同轴适配器 | 12.3241 | https://www.l-com.cn/coaxial-coaxial-adapter-mini-uhf-male-n-female
AXA-NFRSJ | N型母头 / 反极性SMA插座适配器 | 10.9296 | https://www.l-com.cn/coaxial-coaxial-adapter-n-female-rp-sma-jack
AXA-NFRSP | N型母头 / 反极性SMA插头适配器 | 5.2886 | https://www.l-com.cn/coaxial-coaxial-adapter-n-female-rp-sma-plug
AXA-NFRTP2 | N型母头 / 反极性TNC插头 | 12.0774 | https://www.l-com.cn/coaxial-coaxial-one-piece-adapter-n-female-rp-tnc-plug
AXA-NFSF | 同轴线缆适配器，SMA母头/N型母头 | 13.4077 | https://www.l-com.cn/coaxial-coaxial-adapter-n-female-sma-female
AXA-NMDF | 同轴适配器，N型公头/7/16 DIN母头 | 93.84 | https://www.l-com.cn/coaxial-coaxial-adapter-n-male-7-16-din-female
AXA-NMFF | N型公头 / F型母头适配器 | 12.2022 | https://www.l-com.cn/coaxial-coaxial-adapter-n-male-f-female
AXA-NMNF90 | 紧凑型N型公头 / N型母头同轴50欧姆直角适配器 | 24.1717 | https://www.l-com.cn/coaxial-coaxial-50-ohm-right-angle-adapter-compact-type-n-male-female
AXA-NMNM90 | N型公头 / N型公头同轴50欧姆直角适配器 | 9.715 | https://www.l-com.cn/coaxial-coaxial-50-ohm-right-angle-adapter-type-n-male-male
AXA-NMRSJ | N型公头 / 反极性SMA插座同轴适配器 | 13.9384 | https://www.l-com.cn/coaxial-coaxial-adapter-n-male-rp-sma-jack
AXA-NMRSP | N型公头 / 反极性SMA插头同轴适配器 | 5.6042 | https://www.l-com.cn/coaxial-coaxial-adapter-n-male-rp-sma-plug
AXA-NMRTJ | N型公头 / 反极性TNC插座同轴适配器 | 5.08 | https://www.l-com.cn/coaxial-coaxial-adapter-n-male-rp-tnc-jack
AXA-NMRTP | N型公头 / 反极性TNC插头同轴适配器 | 7.8842 | https://www.l-com.cn/coaxial-coaxial-adapter-n-male-rp-tnc-plug
AXA-NMSF | 同轴线缆适配器，SMA母头/N型公头 | 20.4163 | https://www.l-com.cn/coaxial-coaxial-adapter-n-male-sma-female
AXA-NMTF | N型公头 / TNC母头同轴适配器 | 5.5813 | https://www.l-com.cn/coaxial-coaxial-adapter-n-male-tnc-female
AXA-PDMDF | 同轴适配器，7/16 DIN公头/母头，低PIM | 36.584 | https://www.l-com.cn/coaxial-coax-adapter-7-16-din-male-7-16-din-female-low-pim
AXA-PDMDM | 同轴适配器，7/16 DIN公头/公头，低PIM | 36.5842 | https://www.l-com.cn/coaxial-coax-adapter-7-16-din-male-7-16-din-male-low-pim
AXA-PNFNF | 同轴适配器，N型母头/母头，低PIM | 26.2152 | https://www.l-com.cn/coaxial-coax-adapter-type-n-female-female-low-pim
AXA-PNMNF | 同轴适配器，N型公头/母头，低PIM | 26.2152 | https://www.l-com.cn/coaxial-coax-adapter-type-n-male-female-low-pim
AXA-RSJNFB | N型穿壁式母头 / 反极性SMA插座同轴适配器 | 9.3263 | https://www.l-com.cn/coaxial-coaxial-adapter-n-female-bulkhead-rp-sma-jack
AXA-RSPRSP | 同轴线缆适配器，反极性SMA插头/反极性SMA插头 | 7.7712 | https://www.l-com.cn/coaxial-coaxial-adapter-rp-sma-plug-plug
AXA-RTJRSP | 同轴线缆适配器，反极性SMA插头/反极性TNC插座 | 9.912 | https://www.l-com.cn/coaxial-coaxial-adapter-rp-sma-plug-rp-tnc-jack
AXA-RTJRTJ | 同轴线缆适配器，反极性TNC插座/插座 | 5.92 | https://www.l-com.cn/coaxial-coaxial-adapter-rp-tnc-jack-jack
AXA-RTPRSJ | 同轴线缆适配器，反极性SMA插座/反极性TNC插头 | 7.4932 | https://www.l-com.cn/coaxial-coaxial-adapter-rp-sma-jack-rp-tnc-plug
AXA-RTPRTJ90 | 同轴线缆50欧姆适配器，反极性TNC插头/插座直角式 | 12.5671 | https://www.l-com.cn/coaxial-coaxial-50-ohm-right-angle-adapter-rp-tnc-plug-jack
AXA-RTPRTP | 同轴线缆适配器，反极性TNC插头/插头，筒型 | 8.2368 | https://www.l-com.cn/coaxial-coaxial-barrel-adapter-rp-tnc-plug-plug
AXA-SMSM | 同轴线缆适配器，SMA公头/公头 | 8.9264 | https://www.l-com.cn/coaxial-coaxial-adapter-sma-male-male
BA016 | 75欧姆同轴适配器，BNC母头/母头（接头） | 6.615 | https://www.l-com.cn/coaxial-75-ohm-coaxial-adapter-bnc-female-female-splice
BA017 | 同轴线缆适配器，BNC公头/F型母头，75 Ohm | 4.6228 | https://www.l-com.cn/coaxial-coaxial-adapter-75-ohm-bnc-male-f-female
BA018 | 同轴线缆适配器，BNC公头/RCA母头，75 Ohm | 9.61 | https://www.l-com.cn/coaxial-coaxial-adapter-75-ohm-bnc-male-rca-female
BA019 | 75欧姆同轴T型适配器，BNC母头/母头/母头 | 14.1129 | https://www.l-com.cn/coaxial-coaxial-75-ohm-t-adapter-bnc-female-female-female
BA037 | 同轴线缆适配器，BNC母头/F型公头，75 Ohm | 6.6926 | https://www.l-com.cn/coaxial-coaxial-adapter-75-ohm-bnc-female-f-male
BA038 | 75欧姆同轴直角型适配器，BNC公头/母头 | 21.1081 | https://www.l-com.cn/coaxial-coaxial-75-ohm-right-angle-adapter-bnc-male-female
BA1090 | 同轴线缆适配器，TNC穿壁式，母头/母头，绝缘接地 | 9.2006 | https://www.l-com.cn/coaxial-coaxial-adapter-tnc-bulkhead-female-female-insulated-ground
BA120 | 同轴线缆适配器，BNC母头/F型公头，50 Ohm | 4.4577 | https://www.l-com.cn/coaxial-coaxial-adapter-bnc-female-50-ohm-f-male
BA1200K | SMA跨系列适配器套件 | 108.93 | https://www.l-com.cn/coaxial-sma-interseries-adapter-kit
BA121 | 同轴线缆适配器，TNC公头/F型公头 | 4.3633 | https://www.l-com.cn/coaxial-coaxial-adapter-f-male-tnc-male
BA122 | 同轴线缆适配器，F型公头/F型公头，75 Ohm | 2.869 | https://www.l-com.cn/coaxial-75-ohm-coaxial-adapter-f-male-f-male
BA123 | 同轴线缆75欧姆适配器，F型母头/F型公头，直角式 | 3.379 | https://www.l-com.cn/coaxial-coaxial-75-ohm-right-angle-adapter-f-female-f-male
BA124 | 同轴线缆适配器，F型公头（推接）/F型母头 | 2.0549 | https://www.l-com.cn/coaxial-coaxial-adapter-f-male-push-on-f-female
BA125 | 同轴线缆适配器，BNC公头/F型母头，50 Ohm | 4.199 | https://www.l-com.cn/coaxial-coaxial-adapter-bnc-male-50-ohm-f-female
BA126 | 同轴线缆75欧姆适配器，F型母头/F型公头（推接），直角式 | 3.0096 | https://www.l-com.cn/coaxial-coaxial-75-ohm-right-angle-adapter-f-female-f-male-push-on
BA127 | 同轴线缆适配器，TNC母头/F型母头 | 4.6347 | https://www.l-com.cn/coaxial-coaxial-adapter-f-female-tnc-female
BA130 | 同轴线缆适配器，UHF母头/F型公头 | 5.6833 | https://www.l-com.cn/coaxial-coaxial-adapter-f-male-uhf-female
BA132 | 同轴75欧姆T型适配器，F型母头/母头/母头 | 7.9443 | https://www.l-com.cn/coaxial-coaxial-75-ohm-t-adapter-f-female-female-female
BA140 | 同轴线缆适配器，UHF母头/RCA公头 | 4.0767 | https://www.l-com.cn/coaxial-coaxial-adapter-rca-male-uhf-female
BA160 | 同轴线缆适配器，UHF公头/F型母头 | 7.1813 | https://www.l-com.cn/coaxial-coaxial-adapter-f-female-uhf-male-pl259
BA170 | 同轴线缆适配器，UHF母头/母头 | 2.8917 | https://www.l-com.cn/coaxial-coaxial-adapter-uhf-female-female
BA1700K | BNC适配器套件 | 120.195 | https://www.l-com.cn/coaxial-bnc-adapter-assortment
BA18 | 同轴线缆50欧姆T型适配器，SMA母头/母头/母头 | 20.9806 | https://www.l-com.cn/coaxial-coaxial-50-ohm-t-adapter-sma-female-female-female
BA1800K | BNC跨系列适配器套件 | 104.2133 | https://www.l-com.cn/coaxial-bnc-interseries-adapter-assortment
BA220 | 同轴线缆适配器，BNC母头/F型母头，50 Ohm | 4.3315 | https://www.l-com.cn/coaxial-coaxial-adapter-bnc-female-50-ohm-f-female
BA230 | 同轴线缆适配器，BNC母头/UHF母头 | 7.3167 | https://www.l-com.cn/coaxial-coaxial-adapter-bnc-female-uhf-female
BA2301 | 同轴线缆适配器，TNC穿壁式，母头/母头，接地 | 9.3456 | https://www.l-com.cn/coaxial-coaxial-adapter-tnc-bulkhead-grounded
BA25 | 同轴线缆适配器，SMA公头/N型母头 | 9.854 | https://www.l-com.cn/coaxial-coaxial-adapter-n-female-sma-male
BA27 | 同轴线缆适配器，SMA公头/UHF母头 | 14.31 | https://www.l-com.cn/coaxial-coaxial-adapter-sma-male-uhf-female
BA270 | 同轴线缆线缆器，BNC公头/UHF公头 | 8.16 | https://www.l-com.cn/coaxial-coaxial-adapter-bnc-male-uhf-male-pl259
BA280 | 同轴线缆线缆器，UHF公头/公头 | 5.6188 | https://www.l-com.cn/coaxial-coaxial-adapter-uhf-male-male-pl259
BA3000 | 同轴线缆适配器，SMA母头/MMCX母头 | 13.9392 | https://www.l-com.cn/coaxial-coaxial-adapter-sma-female-mmcx-female
BA3002 | 同轴线缆适配器，BNC公头/TNC母头，直角式 | 16.9488 | https://www.l-com.cn/coaxial-coaxial-adapter-bnc-male-tnc-female-right-angle
BA301 | 同轴线缆适配器，UHF母头/F型母头 | 4.7933 | https://www.l-com.cn/coaxial-coaxial-adapter-f-female-uhf-female
BA303 | 同轴50欧姆T型适配器，UHF母头/母头/母头 | 8.4823 | https://www.l-com.cn/coaxial-coaxial-50-ohm-t-adapter-uhf-female-female-female
BA330A | 同轴穿壁式适配器，F型母头/母头，75 Ohm（0.5in/1.3cm D形孔） | 2.0211 | https://www.l-com.cn/coaxial-coaxial-bulkhead-adapter-f-female-female75-ohm-5-d-hole
BA36 | 同轴线缆适配器，SMA母头/UHF公头 | 8.105 | https://www.l-com.cn/coaxial-coaxial-adapter-sma-female-uhf-male
BA400 | 同轴线缆适配器，RCA穿壁式母头/母头，0.5in/1.3cm D形孔，白色 | 7.6148 | https://www.l-com.cn/coaxial-coaxial-adapter-rca-bulkhead-female-female-05-d-hole-white
BA4000 | 同轴适配器，TNC公头/母头 | 8.3653 | https://www.l-com.cn/coaxial-coaxial-adapter-tnc-male-female
BA400A | 同轴线缆适配器，RCA穿壁式母头/母头，0.5in/1.3cm圆孔，白色 | 8.428 | https://www.l-com.cn/coaxial-coaxial-adapter-rca-bulkhead-female-female-05-circular-hole-white
BA400B | 同轴线缆适配器，RCA穿壁式母头/母头，0.5in/1.3cm D形孔，蓝色 | 6.5452 | https://www.l-com.cn/coaxial-coaxial-adapter-rca-bulkhead-female-female-05-d-hole-blue
BA400R | 同轴线缆适配器，RCA穿壁式母头/母头，0.5in/1.3cm D形孔，红色 | 6.226 | https://www.l-com.cn/coaxial-coaxial-adapter-rca-bulkhead-female-female-05-d-hole-red
BA400Y | 同轴线缆适配器，RCA穿壁式母头/母头，0.5in/1.3cm D形孔，黄色 | 6.2629 | https://www.l-com.cn/coaxial-coaxial-adapter-rca-bulkhead-female-female-05-d-hole-yellow
BA404Z | 同轴线缆适配器，UHF公头/母头直角式 | 15.4156 | https://www.l-com.cn/coaxial-coaxial-adapter-uhf-male-pl259-female-right-angle
BA406Z | 同轴线缆适配器，UHF直通母头/母头 | 6.7974 | https://www.l-com.cn/coaxial-coaxial-adapter-uhf-feed-thru-female-female
BA45 | BNC自动终端（F-M-F）T型适配器，50 Ohm | 20.4119 | https://www.l-com.cn/coaxial-bnc-auto-terminating-f-m-f-t-adapter-50-ohm
BA45-75 | BNC自动终端（F-M-F）T型适配器，75 Ohm | 12.7512 | https://www.l-com.cn/coaxial-bnc-auto-terminating-f-m-f-t-adapter-75-ohm
BA470 | 同轴线缆50欧姆适配器，Mini UHF母头/公头直角式 | 16.09 | https://www.l-com.cn/coaxial-coaxial-50-ohm-right-angle-adapter-mini-uhf-female-male
BA476 | 同轴线缆适配器，Mini UHF母头/母头 | 7.477 | https://www.l-com.cn/coaxial-coaxial-adapter-mini-uhf-female-female
BA478 | 同轴线缆适配器，Mini UHF公头/公头 | 4.8832 | https://www.l-com.cn/coaxial-coaxial-adapter-mini-uhf-male-male
BA50 | 同轴线缆线缆器，BNC母头/UHF公头 | 14.2267 | https://www.l-com.cn/coaxial-coaxial-adapter-bnc-female-uhf-male-pl259
BA579 | 同轴线缆适配器，SMA公头/TNC公头 | 9.9 | https://www.l-com.cn/coaxial-coaxial-adapter-sma-male-tnc-male
BA582 | 同轴线缆适配器，SMA公头/Mini UHF母头 | 14.8537 | https://www.l-com.cn/coaxial-coaxial-adapter-mini-uhf-female-sma-male
BA589 | 同轴线缆适配器，SMA母头/TNC公头 | 6.9621 | https://www.l-com.cn/coaxial-coaxial-adapter-sma-female-tnc-male
BA590 | 同轴线缆适配器，SMA母头/TNC母头 | 7.786 | https://www.l-com.cn/coaxial-coaxial-adapter-sma-female-tnc-female
BA591 | 同轴线缆适配器，SMA母头/Mini UHF公头 | 6.0863 | https://www.l-com.cn/coaxial-coaxial-adapter-mini-uhf-male-sma-female
BA60 | 同轴线缆适配器，BNC公头/UHF母头 | 10.35 | https://www.l-com.cn/coaxial-coaxial-adapter-bnc-male-uhf-female
BA70 | 同轴线缆适配器，BNC母头/TNC母头 | 7.3171 | https://www.l-com.cn/coaxial-coaxial-adapter-bnc-female-tnc-female
BA71 | 同轴线缆适配器，BNC公头/TNC母头 | 4.0687 | https://www.l-com.cn/coaxial-coaxial-adapter-bnc-male-tnc-female
BA8005 | 同轴线缆适配器，BNC公头/FME公头，75 Ohm | 5.8342 | https://www.l-com.cn/coaxial-coaxial-adapter-75-ohm-bnc-male-fme-male
BA8016 | 同轴线缆适配器，BNC母头/FME公头 | 4.7561 | https://www.l-com.cn/coaxial-coaxial-adapter-bnc-female-fme-male
BA832 | 同轴50欧姆T型适配器，BNC母头/母头/母头 | 23.3542 | https://www.l-com.cn/coaxial-coaxial-50-ohm-t-adapter-bnc-female-female-female
BA840 | 同轴线缆50欧姆适配器，BNC公头/母头/母头 | 27.1761 | https://www.l-com.cn/coaxial-coaxial-50-ohm-f-adapter-bnc-male-female-female
BA881 | 同轴线缆适配器，TNC公头/Mini UHF母头 | 3.5708 | https://www.l-com.cn/coaxial-coaxial-adapter-mini-uhf-female-tnc-male
BA882 | 同轴线缆适配器，BNC公头/Mini UHF母头 | 7.8775 | https://www.l-com.cn/coaxial-coaxial-adapter-bnc-male-mini-uhf-female
BA883 | 同轴线缆适配器，BNC母头/Mini UHF公头 | 5.9833 | https://www.l-com.cn/coaxial-coaxial-adapter-bnc-female-mini-uhf-male
BA886 | 同轴线缆适配器，TNC母头/Mini UHF公头 | 3.1391 | https://www.l-com.cn/coaxial-coaxial-adapter-mini-uhf-male-tnc-female
BA887 | 同轴线缆适配器，RCA母头/F型母头 | 3.3616 | https://www.l-com.cn/coaxial-coaxial-adapter-rca-female-f-female
BA90 | 同轴线缆适配器，BNC母头/RCA公头，50 Ohm | 2.44 | https://www.l-com.cn/coaxial-coaxial-adapter-bnc-female-50-ohm-rca-male
BA907 | 同轴线缆适配器，RCA公头/F型母头 | 5.2362 | https://www.l-com.cn/coaxial-coaxial-adapter-rca-male-f-female
BA9201 | 同轴线缆适配器，BNC母头/1.6/5.6公头 | 21.6667 | https://www.l-com.cn/coaxial-coaxial-adapter-16-56-male-bnc-female
BA94 | 同轴线缆适配器，BNC母头/RCA母头,50 Ohm | 4.3158 | https://www.l-com.cn/coaxial-coaxial-adapter-bnc-female-50-ohm-rca-female
BAC012 | 压接型75欧姆BNC插座，两件式，用于RG59和RG62线缆 | 3.3869 | https://www.l-com.cn/coaxial-75-ohm-bnc-crimp-jack-2-pc-for-rg59-and-rg62-cable
BAC02 | 压接型SMA公头，直角型，用于RG58U线缆 | 7.7616 | https://www.l-com.cn/coaxial-sma-male-crimp-right-angle-for-rg58u-cable
BAC024 | BNC旋接式插头，75 Ohm，用于RG59系列线缆，1枚/包 | 3.6898 | https://www.l-com.cn/coaxial-75-ohm-bnc-twist-on-plug-1-pcfor-rg59-cable
BAC026 | BNC旋接式插头，75 Ohm，用于RG6系列线缆，1枚/包 | 1.9675 | https://www.l-com.cn/coaxial-75-ohm-bnc-twist-on-plug-1-pcfor-rg6-cable
BAC027 | BNC压接式插头，75 Ohm，用于RG59系列线缆，3枚/包 | 3.4088 | https://www.l-com.cn/coaxial-75-ohm-bnc-crimp-plug-3-pcfor-rg59-cable-26-awg-cc-cable
BAC027A | BNC压接式插头，75 Ohm，用于RG59系列线缆，3枚/包 | 8.0729 | https://www.l-com.cn/coaxial-75-ohm-bnc-crimp-plug-3-pcfor-rg59-cable-20-awg-cc-cable
BAC028 | BNC压接式插头，75 Ohm，用于RG59 Teflon系列线缆，3枚/包 | 2.4157 | https://www.l-com.cn/coaxial-75-ohm-bnc-crimp-plug-3-pc-for-rg59-teflon-cable
BAC029 | BNC压接式插头，75 Ohm，用于RG6 Plenum系列线缆，3枚/包 | 5.1882 | https://www.l-com.cn/coaxial-75-ohm-bnc-crimp-plug-3-pc-for-rg6-plenum-cable
BAC02-G | 压接式连接器，SMA公头直角式，镀金，用于RG58U线缆 | 9.2559 | https://www.l-com.cn/coaxial-sma-male-crimp-right-angle-for-rg58u-cable-gold
BAC03 | 压接型SMA公头，用于RG58U线缆 | 4.3787 | https://www.l-com.cn/coaxial-sma-male-crimp-for-rg58u-cable
BAC030 | BNC压接式插头，75 Ohm，用于RG59系列线缆，2枚/包 | 8.9418 | https://www.l-com.cn/coaxial-75-ohm-bnc-crimp-plug-2-pcfor-rg59-cable
BAC032 | BNC压接式插头，75 Ohm，用于RG6系列线缆，2枚/包 | 5.8779 | https://www.l-com.cn/coaxial-75-ohm-bnc-crimp-plug-2-pc-for-rg6-cable
BAC033 | BNC焊接式插头，75 Ohm，用于RG59系列线缆，3枚/包 | 3.6072 | https://www.l-com.cn/coaxial-75-ohm-bnc-solder-plug-3-pcfor-rg59-cable
BAC03-G | 压接式连接器，SMA公头 ，镀金，用于RG58U线缆 | 7.8882 | https://www.l-com.cn/coaxial-sma-male-crimp-for-rg58u-cable-gold
BAC04 | 穿壁式SMA母头，压接型，用于RG58U（0.25英寸（6.35毫米）D型孔）线缆 | 9.74 | https://www.l-com.cn/coaxial-sma-female-bulkhead-crimp-for-rg58u-25-hole-cable
BAC042 | BNC压接式插头，75 Ohm，用于RG6-Q系列线缆，2枚/包 | 3.8811 | https://www.l-com.cn/coaxial-75-ohm-bnc-crimp-cable-plug-2-pc-or-rg6-q-cable
BAC05 | 压接型SMA母头，用于RG58U线缆 | 6.8087 | https://www.l-com.cn/coaxial-sma-female-crimp-for-rg58u-cable
BAC05A | 压接式连接器，SMA母头，镀镍，用于RG174、188、316线缆 | 4.9409 | https://www.l-com.cn/coaxial-sma-female-crimp-for-rg174-188-316-cable
BAC440 | RCA插座，绝缘穿壁式，镀金，50 Ohm | 8.7714 | https://www.l-com.cn/coaxial-50-ohm-rca-bulkhead-jack-gold-insulated-washer
BAC501 | 反极性TNC压接式插座，用于RG58系列线缆 | 5.1367 | https://www.l-com.cn/coaxial-rp-tnc-crimp-jack-for-rg58-cable
BAC503 | 压接式连接器，反极性SMA插座穿壁式，用于RG174、RG188和RG316线缆 | 5.025 | https://www.l-com.cn/coaxial-rp-sma-jack-bulkhead-crimp-for-rg174-rg188-and-rg316-cable
BAC504 | TNC压接式插头，用于RG213系列线缆 | 8.2991 | https://www.l-com.cn/coaxial-tnc-male-crimp-for-rg213-cable
BAC507 | MCX压接式插头，用于RG174、RG188、RG316系列线缆 | 7.0989 | https://www.l-com.cn/coaxial-mcx-plug-crimp-for-rg174-188-316-cable
BAC508 | MCX压接式直角插头，用于RG174、RG188、RG316系列线缆 | 6.4147 | https://www.l-com.cn/coaxial-mcx-plug-crimp-right-angle-for-rg174-188-316-cable
BAC509 | MMCX压接式插头，用于RG174、RG188、RG316系列线缆 | 4.6655 | https://www.l-com.cn/coaxial-mmcx-male-crimp-for-rg174-188-316-cable
BAC510 | MMCX压接式直角插头，用于RG174、RG188、RG316系列线缆 | 7.1868 | https://www.l-com.cn/coaxial-mmcx-male-crimp-right-angle-for-rg174-188-316-cable
BAC512 | 压接式连接器，反极性SMA插座，用于RG174、RG188、RG316线缆 | 4.4534 | https://www.l-com.cn/coaxial-rp-sma-jack-crimp-for-rg174-188-316-cable
BAC513 | TNC压接式插座，用于RG58系列线缆 | 4.6546 | https://www.l-com.cn/coaxial-tnc-female-crimp-for-rg58-cable
BAC514 | TNC压接式插座，用于RG174、RG188、RG316系列线缆 | 4.4115 | https://www.l-com.cn/coaxial-tnc-female-crimp-for-rg174-188-316-cable
BAC516 | BNC压接式插座，75 Ohm，用于RG6系列线缆，3枚/包 | 7.9313 | https://www.l-com.cn/coaxial-75-ohm-bnc-crimp-jack-3-pc-for-rg6-cable
BAC519 | 压接型N型公头，用于RG58C/U线缆 | 9.4248 | https://www.l-com.cn/coaxial-type-n-male-crimp-for-rg58c-u-cable
BAC520 | F型压接式插座，穿壁式，用于RG59系列线缆 | 6.312 | https://www.l-com.cn/coaxial-type-f-crimp-female-bulkhead-for-rg59-cable
BAC523 | N型压接式插头，用于RG174系列线缆 | 9.4896 | https://www.l-com.cn/coaxial-type-n-male-crimp-for-rg174-cable
BAC525 | TNC压接式直角插头，用于RG58C、RG58U系列线缆 | 17.1862 | https://www.l-com.cn/coaxial-tnc-male-crimp-right-angle-for-rg58c-u-cable
BAC526 | MCX压接式插座，用于RG174、RG188、RG316系列线缆 | 7.2864 | https://www.l-com.cn/coaxial-mcx-jack-crimp-connector-for-rg174-188-316
BAC527 | N型压接式插座，用于RG174、RG188、RG316系列线缆 | 9.8157 | https://www.l-com.cn/coaxial-type-n-female-crimp-for-rg174-188-316-cable
BAC528 | TNC压接式插座，母头穿壁式，用于RG174、RG188、RG316系列线缆 | 6.0218 | https://www.l-com.cn/coaxial-tnc-female-crimp-bulkhead-for-rg174-188-316-cable
BAC529 | F型压接式插头，室内/室外，用于RG6系列线缆 | 3.3232 | https://www.l-com.cn/coaxial-type-f-male-indoor-outdoor-crimp-plug-rg6
BAC530 | F型压接式插头，室内/室外，用于RG59系列线缆 | 1.8785 | https://www.l-com.cn/coaxial-type-f-male-indoor-outdoor-crimp-plug-rg59
BAC531 | TNC压接式插头，用于RG174、RG188、RG316系列线缆 | 7.5631 | https://www.l-com.cn/coaxial-tnc-male-crimp-for-rg174-188-316-cable
BAC534 | 直角型TNC公头连接器，压接型，用于RG223线缆 | 6.15 | https://www.l-com.cn/coaxial-tnc-male-crimp-right-angle-for-rg223-cable
BAC537 | 直角型TNC公头连接器，压接型，用于RG174/188/316线缆 | 7.49 | https://www.l-com.cn/coaxial-tnc-male-crimp-right-angle-for-rg174-188-316-cable
BAC538 | F型公头连接器，压接型，用于RG179/187 | 1.966 | https://www.l-com.cn/coaxial-type-f-male-crimp-plug-rg179-187
BAC540 | BNC压接式插座，母头穿壁式，50 Ohm，用于RG174、RG188、RG316系列线缆 | 12.0936 | https://www.l-com.cn/coaxial-50-ohm-bnc-female-bulkhead-crimp-on-jack-for-rg174-188-316-cable
BAC541 | 反极性TNC插头连接器，压接型，用于RG174、RG188、RG316线缆 | 7.5303 | https://www.l-com.cn/coaxial-rp-tnc-crimp-plug-for-rg174-rg188-and-rg316-cable
BAC542 | N型压接式插座，穿壁式，用于RG55、RG141、RG142、RG223系列线缆 | 13.1932 | https://www.l-com.cn/coaxial-type-n-female-crimp-bulkhead-for-rg55-141-142-223-cable
BAC543 | BNC压接式直角插头，75 Ohm，用于RG59系列线缆 | 8.3942 | https://www.l-com.cn/coaxial-75-ohm-bnc-crimp-plug-right-angle-for-rg59-cable
BAC548 | BNC压接式插座，50 Ohm，用于RG223系列线缆 | 4.71 | https://www.l-com.cn/coaxial-50-ohm-bnc-crimp-jack-for-rg223-cable
BAC550 | BNC压接式插座，母头穿壁式，75 Ohm，用于RG179、RG187系列线缆 | 14.572 | https://www.l-com.cn/coaxial-75-ohm-bnc-female-bulkhead-crimp-on-jack-for-rg179-187-cable
BAC553 | TNC压接式插座，用于RG142、RG223、RG400系列线缆 | 15.895 | https://www.l-com.cn/coaxial-tnc-female-crimp-for-rg142-223-400-cable
BAC554 | TNC压接式插座，母头穿壁式，用于RG142、RG223、RG400系列线缆 | 6.2 | https://www.l-com.cn/coaxial-tnc-female-crimp-bulkhead-for-rg142-223-400-cable
BAC706 | BNC压接式直角插头，75 Ohm，用于RG58、RG62系列线缆 | 11.0329 | https://www.l-com.cn/coaxial-75-ohm-bnc-crimp-plug-right-angle-for-rg58-and-rg62-cable
BAC8015 | FME压接式插头,用于RG58、LMR®195系列线缆 | 2.9176 | https://www.l-com.cn/coaxial-fme-plug-crimp-rg58-lmr195-cable
BAC836A-58P | BNC压接式插头，50 Ohm，用于RG58 Plenum系列线缆 | 5.642 | https://www.l-com.cn/coaxial-50-ohm-bnc-crimp-plug-for-rg58-plenum-20-awg-cc-cable
BAC838-58 | BNC旋接式插头，50 Ohm，用于RG58U系列线缆 | 6.032 | https://www.l-com.cn/coaxial-50-ohm-bnc-twist-on-plug-for-rg58u-cable
BAC838-59 | 75欧姆BNC插头连接器，扭接型，用于RG59和RG62线缆 | 5.6549 | https://www.l-com.cn/coaxial-75-ohm-bnc-twist-on-plug-for-rg59-and-rg62-cable
BAC893-59 | TNC压接式插头，75 Ohm, 用于RG59系列线缆 | 2.9457 | https://www.l-com.cn/coaxial-75-ohm-tnc-male-crimp-for-rg59-cable
BAC908-59 | BNC压接式插座，75 Ohm，用于RG59、RG62系列线缆 | 5.9162 | https://www.l-com.cn/coaxial-75-ohm-bnc-crimp-jack-for-rg59-and-rg62-cable
BAC933-59 | TNC旋接式插头，75 Ohm，用于RG59系列线缆 | 5.9906 | https://www.l-com.cn/coaxial-75-ohm-tnc-male-twist-on-for-rg59-cable
BAC-CFS59U | F型压接式插头，室内，用于RG59系列线缆 | 2.079 | https://www.l-com.cn/coaxial-type-f-indoor-crimp-plug-for-rg59
BAC-EX6 | F型Compression插头，用于RG6系列线缆 | 5.0976 | https://www.l-com.cn/coaxial-f-type-compression-plug-for-rg6
BAC-MD4M | SVHS Mini-DIN-4公头连接器 | 10.0379 | https://www.l-com.cn/audio-video-svhs-mini-din-4-connector-male
BA-IW | 绝缘垫圈，10对/袋 | 13.2163 | https://www.l-com.cn/patch-panel-server-rack-insulating-washers-bag-of-10-washer-pairs
BAK300 | 优良型同轴适配器套件 | 385.1 | https://www.l-com.cn/coaxial-deluxe-coaxial-adapter-kit
BAN111 | N型免压接式插头，用于RG213/U系列线缆 | 11.575 | https://www.l-com.cn/coaxial-type-n-male-clamp-for-rg213-u-cable
BC30 | 测试线缆，BNC公头，6.0in/15.2cm，配备香蕉插头 | 16.3571 | https://www.l-com.cn/coaxial-test-cable-bnc-male-6-leads-with-banana-plug
BC40 | 测试线缆，BNC公头， 6.0in/15.2cm，配备测试夹扣 | 11.0936 | https://www.l-com.cn/coaxial-test-cable-bnc-male-6-leads-with-test-clip
BC70 | 测试线缆，BNC母头，6.0in/15.2cm，配备测试夹扣 | 15.6024 | https://www.l-com.cn/coaxial-test-cable-bnc-female-6-leads-with-test-clip
BCB58C-5 | 测试线缆，双香蕉插头/双香蕉插头，5.0ft/1.5m | 28.495 | https://www.l-com.cn/coaxial-test-cable-dual-banana-dual-banana-50-ft
BCC58C-2 | 测试线缆，BNC公头/双香蕉插头，2.0ft/0.6m | 60.525 | https://www.l-com.cn/coaxial-test-cable-bnc-male-dual-banana-20-ft
BCC58C-4 | 测试线缆，BNC公头/双香蕉插头，4.0ft/1.2m | 57.8556 | https://www.l-com.cn/coaxial-test-cable-bnc-male-dual-banana-40-ft
BIF5F | BNC终端连接器，母头，50 Ohm，与RG58一同使用，带尼龙保护帽 | 4.3 | https://www.l-com.cn/coaxial-bnc-terminator-female-use-with-rg58-50-ohms-nylon-cap
BIF5M | BNC终端连接器，公头，50 Ohm，与RG58一同使用，带尼龙保护帽 | 7.9173 | https://www.l-com.cn/coaxial-bnc-terminator-male-use-with-rg58-50-ohms-nylon-cap
BIF7F | BNC终端连接器，母头，75 Ohm，带，与RG59一同使用，带彩色保护帽 | 5.6469 | https://www.l-com.cn/coaxial-bnc-terminator-female-colored-cap-rg59-75-ohms
BIF7M | BNC终端连接器，公头，75 Ohm，带，与RG59一同使用，带彩色保护帽 | 4.52 | https://www.l-com.cn/coaxial-bnc-terminator-male-colored-cap-rg59-75-ohms
BIF9M | BNC终端连接器，公头，93 Ohm，与RG62一同使用，带尼龙保护帽 | 3.1079 | https://www.l-com.cn/coaxial-bnc-terminator-male-use-with-rg62-93-ohms-nylon-cap
BIF-CB | 同轴耦合器，BNC母头/母头 | 8.3013 | https://www.l-com.cn/coaxial-coaxial-coupler-bnc-female-female
BIF-H5 | 连接器盖，用于BNC同轴连接器，绿色，10件/包 | 3.2867 | https://www.l-com.cn/coaxial-coaxial-connector-cover-for-bnc-pkg-10-green
BIF-H9 | 连接器盖，用于BNC同轴连接器，白色，10件/包 | 3.27 | https://www.l-com.cn/coaxial-coaxial-connector-cover-for-bnc-pkg-10-white
BIF-P0-58 | 塑料弯折保护器，用于RG58同轴线缆，黑色，10件/包 | 3.562 | https://www.l-com.cn/coaxial-coaxial-plastic-bend-protector-for-rg58-pkg-10-black
BIF-P2-58 | 塑料弯折保护器，用于RG58同轴线缆，红色，10件/包 | 3.55 | https://www.l-com.cn/coaxial-coaxial-plastic-bend-protector-for-rg58-pkg-10-red
BIF-P2-59/62 | 塑料弯曲保护器，用于RG59/RG62同轴线缆，红色，10件/包 | 2.2199 | https://www.l-com.cn/coaxial-coaxial-plastic-bend-protector-for-rg59-62-pkg-10-red
BIF-P5-58 | 塑料弯折保护器，用于RG58同轴线缆，绿色，10件/包 | 3.5512 | https://www.l-com.cn/coaxial-coaxial-plastic-bend-protector-for-rg58-pkg-10-green
BIF-P5-59/62 | 塑料弯曲保护器，用于RG59/RG62同轴线缆，绿色，10件/包 | 2.2195 | https://www.l-com.cn/coaxial-coaxial-plastic-bend-protector-for-rg59-62-pkg-10-green
BIF-P6-58 | 塑料弯折保护器，用于RG58同轴线缆，蓝色，10件/包 | 3.5512 | https://www.l-com.cn/coaxial-coaxial-plastic-bend-protector-for-rg58-pkg-10-blue
BIF-P6-59/62 | 塑料弯曲保护器，用于RG59/RG62同轴线缆，蓝色，10件/包 | 2.2195 | https://www.l-com.cn/coaxial-coaxial-plastic-bend-protector-for-rg59-62-pkg-10-blue
BIF-P9-59/62 | 塑料弯曲保护器，用于RG59/RG62同轴线缆，白色，10件/包 | 2.2195 | https://www.l-com.cn/coaxial-coaxial-plastic-bend-protector-for-rg59-62-pkg-10-white
BIF-TB2 | 同轴50欧姆T型适配器，BNC母头/公头/母头，完全绝缘 | 12.1367 | https://www.l-com.cn/coaxial-coaxial-50-ohm-t-adapter-bnc-female-male-female-fully-insulated
BMP41-MAGNET | Brady BMP41磁性安装板 | 158.3525 | https://www.l-com.cn/patch-panel-server-rack-brady-bmp41-magnet-mount
BN107 | 同轴线缆适配器，BNC公头/N型公头 | 19.88 | https://www.l-com.cn/coaxial-coaxial-adapter-bnc-male-n-male
BN126 | 同轴50 OhmT型适配器，N型母头/母头/公头 | 22.1875 | https://www.l-com.cn/coaxial-coaxial-50-ohm-t-adapter-n-female-female-male
BN133 | 同轴50 OhmT型适配器，N型母头/母头/母头 | 19.9975 | https://www.l-com.cn/coaxial-coaxial-50-ohm-t-adapter-n-female-female-female
BP125209 | 双橡胶插头，用于同轴线缆或分立导线 | 25.0638 | https://www.l-com.cn/coaxial-dual-banana-plug-for-coax-or-wires
BPF2400 | 2.4 GHz超高Q值4极室内带通滤波器, 全频 | 202.84 | https://www.l-com.cn/bandpass-filter-rf-splitter-24-ghz-ultra-high-q-4-pole-indoor-bandpass-filter-full-band
BPF2400A | 2.4 GHz超高Q值4极户外带通滤波器, 全频 | 316.24 | https://www.l-com.cn/bandpass-filter-rf-splitter-24-ghz-ultra-high-q-4-pole-outdoor-bandpass-filter-full-band
BPF24-403 | 2.4 GHz超高Q值4极室内带通滤波器, 通道3 - 2422 MHz | 208.494 | https://www.l-com.cn/bandpass-filter-rf-splitter-24-ghz-ultra-high-q-4-pole-indoor-bandpass-filter-channel-3-2422-mhz
BPF24-406 | 2.4 GHz超高Q值4极室内带通滤波器, 通道6 - 2437 MHz | 199.12 | https://www.l-com.cn/bandpass-filter-rf-splitter-24-ghz-ultra-high-q-4-pole-indoor-bandpass-filter-channel-6-2437-mhz
BPF24-409 | 2.4 GHz超高Q值4极室内带通滤波器, 通道9 - 2452 MHz | 191.15 | https://www.l-com.cn/bandpass-filter-rf-splitter-24-ghz-ultra-high-q-4-pole-indoor-bandpass-filter-channel-9-2452-mhz
BPF24-801 | 2.4 GHz超高Q值8极室内带通滤波器, 通道1 - 2412 MHz | 301.1448 | https://www.l-com.cn/bandpass-filter-rf-splitter-24-ghz-ultra-high-q-8-pole-indoor-bandpass-filter-channel-1-2412-mhz
BPF24-801A | 2.4 GHz超高Q值8极户外带通滤波器，信道1 - 2412 MHz | 351.72 | https://www.l-com.cn/bandpass-filter-rf-splitter-24-ghz-ultra-high-q-8-pole-outdoor-bandpass-filter-channel-1-2412-mhz
BPF24-803 | 2.4 GHz超高Q值8极室内带通滤波器, 通道3 - 2422 MHz | 271.55 | https://www.l-com.cn/bandpass-filter-rf-splitter-24-ghz-ultra-high-q-8-pole-indoor-bandpass-filter-channel-3-2422-mhz
BPF24-806A | 2.4 GHz超高Q值8极户外带通滤波器，信道6 - 2437 MHz | 351.72 | https://www.l-com.cn/bandpass-filter-rf-splitter-24-ghz-ultra-high-q-8-pole-outdoor-bandpass-filter-channel-6-2437-mhz
BPF24-809 | 2.4 GHz超高Q值8极室内带通滤波器, 通道9 - 2452 MHz | 271.55 | https://www.l-com.cn/bandpass-filter-rf-splitter-24-ghz-ultra-high-q-8-pole-indoor-bandpass-filter-channel-9-2452-mhz
BPF24-811 | 2.4 GHz超高Q值8极室内带通滤波器, 通道11 - 2462 MHz | 301.1659 | https://www.l-com.cn/bandpass-filter-rf-splitter-24-ghz-ultra-high-q-8-pole-indoor-bandpass-filter-channel-11-2462-mhz
BPF24-811A | 2.4 GHz超高Q值8极户外带通滤波器，信道11 - 2462 MHz | 351.72 | https://www.l-com.cn/bandpass-filter-rf-splitter-24-ghz-ultra-high-q-8-pole-outdoor-bandpass-filter-channel-11-2462-mhz
BPF24-813 | 2.4 GHz超高Q值8极室内带通滤波器, 通道13 - 2472 MHz | 271.55 | https://www.l-com.cn/bandpass-filter-rf-splitter-24-ghz-ultra-high-q-8-pole-indoor-bandpass-filter-channel-13-2472-mhz
BPF24-814 | 2.4 GHz超高Q值8极室内带通滤波器, 通道14 - 2484 MHz | 241.1175 | https://www.l-com.cn/bandpass-filter-rf-splitter-24-ghz-ultra-high-q-8-pole-indoor-bandpass-filter-channel-14-2484-mhz
BPF4900A | 4.9 GHz超高Q值4极户外带通滤波器, 全频 | 409.3056 | https://www.l-com.cn/bandpass-filter-rf-splitter-49-ghz-ultra-high-q-4-pole-outdoor-bandpass-filter-full-band
BPF5800A | 5.8 GHz超高Q值4极户外带通滤波器, 全频 | 376.2 | https://www.l-com.cn/bandpass-filter-rf-splitter-58-ghz-ultra-high-q-4-pole-outdoor-bandpass-filter-full-band
BPF900 | 900 MHz超高Q值4极室内带通滤波器，全频 | 262.548 | https://www.l-com.cn/bandpass-filter-rf-splitter-900-mhz-ultra-high-q-4-pole-indoor-bandpass-filter-full-band
BPF900A | 900 MHz超高Q值4极户外带通滤波器, 全频 | 369.83 | https://www.l-com.cn/bandpass-filter-rf-splitter-900-mhz-ultra-high-q-4-pole-outdoor-bandpass-filter-full-band
BTB5FD | BNC终端负载, 母头, 与RG58线缆一同使用(50欧姆) | 4.852 | https://www.l-com.cn/coaxial-bnc-terminator-female-use-with-rg58-50-ohms
BTB7FD | BNC终端负载, 母头, 与RG59线缆一同使用(75欧姆) | 5.01 | https://www.l-com.cn/coaxial-bnc-terminator-female-use-with-rg59-75-ohms
BTB9MD | BNC终端负载, 公头, 与RG62线缆一同使用(93欧姆) | 4.41 | https://www.l-com.cn/coaxial-bnc-terminator-male-use-with-rg62-93-ohms
BT-CAT5-E1 | 小型单端口5类无源PoE中跨/供电器 | 10.2802 | https://www.l-com.cn/power-over-ethernet-compact-single-port-cat5-passive-poe-midspan-injector
BT-CAT5-E1-4848 | BT-CAT5-E1中跨/供电器套件，带48V直流48W电源 | 136.74 | https://www.l-com.cn/power-over-ethernet-bt-cat5-e1-midspan-injector-kit-with-48vdc-48-watt-power-supply
BT-CAT5-E1-4870 | BT-CAT5-E1中跨/供电器套件，带48V直流70W电源 | 236.6496 | https://www.l-com.cn/power-over-ethernet-bt-cat5-e1-midspan-injector-kit-with-48vdc-70-watt-power-supply
BT-CAT5E-P1-HP | 配备高功率浪涌保护的单端口超5类被动中继器/接入器 | 96.8523 | https://www.l-com.cn/power-over-ethernet-single-port-cat5e-passive-midspan-injector-with-hi-pwr-surge-protection
BT-CAT5E-P1-HP56118 | BT-CAT5E-P1-HP供电器套件，带56V直流117.6W电源 | 573.3948 | https://www.l-com.cn/power-over-ethernet-bt-cat5e-p1-hp-midspan-injector-kit-with-56vdc-1176-w-power-supply
BT-CAT5E-P1-HPW | 配备高功率浪涌保护的户外单端口超5类被动中继器/接入器 | 229.7944 | https://www.l-com.cn/power-over-ethernet-outdoor-single-port-cat5e-passive-midspan-injector-with-hi-pwr-surge-protection
BT-CAT5E-P1-HPW4848 | BT-CAT5E-P1-HPW中跨/供电器套件，带48V直流48W电源 | 379.5264 | https://www.l-com.cn/power-over-ethernet-bt-cat5e-p1-hpw-midspan-injector-kit-with-48vdc-48w-power-supply
BT-CAT5E-P1-HPW4870 | BT-CAT5E-P1-HPW中跨/供电器套件，带48V直流70W电源 | 448.0344 | https://www.l-com.cn/power-over-ethernet-bt-cat5e-p1-hpw-midspan-injector-kit-with-48vdc-70w-power-supply
BT-CAT5-NB2 | BT-CAT5-NB2 DC Injector for use with NB141207-4H0N ONLY | 172.2827 | https://www.l-com.cn/power-over-ethernet-bt-cat5-nb2-dc-injector-for-use-with-nb141207-4h0n-only
BT-CAT5-P1 | 单端口5类被动PoE中继器/接入器 | 80.9448 | https://www.l-com.cn/power-over-ethernet-single-port-cat5-passive-poe-midspan-injector
BT-CAT5-P1-4848 | BT-CAT5-P1中继器/接入器套件,配有48VDC @ 48W电源 | 187.2458 | https://www.l-com.cn/power-over-ethernet-bt-cat5-p1-midspan-injector-kit-with-48vdc-48-watt-power-supply
BT-CAT5-P1-4870 | BT-CAT5-P1中跨/供电器套件，带48V直流70W电源 | 291.852 | https://www.l-com.cn/power-over-ethernet-bt-cat5-p1-midspan-injector-kit-with-48vdc-70-watt-power-supply
BT-CAT5-P1-56118 | BT-CAT5-P1中跨/供电器套件，带56V直流117.6W电源 | 428.8152 | https://www.l-com.cn/power-over-ethernet-bt-cat5-p1-midspan-injector-kit-with-56vdc-1176-watt-power-supply
BT-CAT5-P1J-4870 | 单端口无源PoE供电器/汲流器，带48V直流70W电源 | 261.74 | https://www.l-com.cn/power-over-ethernet-bt-cat5-p1j-midspan-injector-kit-with-48vdc-70-watt-power-supply
BT-CAT5-P1J-56118 | BT-CAT5-P1J供电器套件，带56V直流117.6W电源 | 447.0365 | https://www.l-com.cn/power-over-ethernet-bt-cat5-p1j-midspan-injector-kit-with-56vdc-1176-watt-power-supply
BT-CAT5-P1R | 反极性单端口5类PoE被动中继器/接入器 | 122.2848 | https://www.l-com.cn/power-over-ethernet-reverse-polarity-single-port-cat5-poe-passive-midspan-injector
BT-CAT5-P1R4848 | BT-CAT5-P1R中继器/接入器套件,配有48VDC @ 48W电源 | 150.36 | https://www.l-com.cn/power-over-ethernet-bt-cat5-p1r-midspan-injector-kit-with-48vdc-48w-power-supply
BT-CAT5-P4 | 四端口5类被动PoE中继器/接入器 | 96.364 | https://www.l-com.cn/power-over-ethernet-four-port-cat5-passive-poe-midspan-injector
BT-CAT5-P4-4848 | BT-CAT5-P4中继器/接入器套件,配有48VDC @ 48W电源 | 163.1667 | https://www.l-com.cn/power-over-ethernet-bt-cat5-p4-midspan-injector-kit-with-48vdc-48-watt-power-supply
BT-CAT5-P4-4870 | BT-CAT5-P4中继器/接入器套件,配有48VDC @ 70W电源 | 334.528 | https://www.l-com.cn/power-over-ethernet-bt-cat5-p4-midspan-injector-kit-with-48vdc-70-watt-power-supply
BT-CAT5-P4J | 配备浪涌保护的4端口5类被动中继器/接入器 | 202.9791 | https://www.l-com.cn/power-over-ethernet-4-port-cat5-passive-midspan-injector-with-surge-protection
BT-CAT5-P4J-56118 | BT-CAT5-P4J供电器套件，带56V直流117.6W电源 | 565.979 | https://www.l-com.cn/power-over-ethernet-bt-cat5-p4j-midspan-injector-kit-with-56vdc-1176-watt-power-supply
BT-CAT6-P1 | 单端口6类无源千兆级中跨/供电器 | 92.9372 | https://www.l-com.cn/power-over-ethernet-single-port-cat6-passive-gigabit-midspan-injector
BT-CAT6-P1-4848 | BT-CAT6-P1中跨/供电器套件，带48V直流48W电源 | 369.8244 | https://www.l-com.cn/power-over-ethernet-bt-cat6-p1-midspan-injector-kit-with-48vdc-48-w-power-supply
BT-CAT6-P1-4870 | BT-CAT6-P1中跨/供电器套件，带48V直流70W电源 | 397.0296 | https://www.l-com.cn/power-over-ethernet-bt-cat6-p1-midspan-injector-kit-with-48vdc-70-w-power-supply
BT-CAT6-P1-HP | 单端口6类无源千兆级中跨/供电器，带高功率浪涌保护器 | 192.3944 | https://www.l-com.cn/power-over-ethernet-single-port-cat6-passive-gigabit-midspan-injector-with-hi-pwr-surge-protection
BT-CAT6P1HP-48W | BT-CAT6-P1-HP中跨/供电器套件，带48V直流48W电源 | 338.5224 | https://www.l-com.cn/power-over-ethernet-bt-cat6-p1-hp-midspan-injector-kit-with-48vdc-48-w-power-supply
BT-CAT6-P1-HP-56118 | BT-CAT6-P1-HP供电器套件，带56V直流117.6W电源 | 555.39 | https://www.l-com.cn/power-over-ethernet-bt-cat6-p1-hp-midspan-injector-kit-with-56vdc-1176-w-power-supply
BT-CAT6P1HP-70W | BT-CAT6-P1-HP中跨/供电器套件，带48V直流70W电源 | 380.1346 | https://www.l-com.cn/power-over-ethernet-bt-cat6-p1-hp-midspan-injector-kit-with-48vdc-70-w-power-supply
BT-CAT6-P1-HPW | 户外级单端口6类无源千兆级中跨/供电器，带高功率浪涌保护器 | 262.5269 | https://www.l-com.cn/power-over-ethernet-outdoor-single-port-cat6-passive-gigabit-midspan-injector-with-hi-pwr-surge-protection
BT-CAT6P1HPW48W | BT-CAT6-P1-HPW中跨/供电器套件，带48V直流48W电源 | 262.8247 | https://www.l-com.cn/power-over-ethernet-bt-cat6-p1-hpw-midspan-injector-kit-with-48vdc-48w-power-supply
BT-CAT6-P1-HPW56118 | BT-CAT6-P1-HPW供电器套件，带56V直流117.6W电源 | 601.9992 | https://www.l-com.cn/power-over-ethernet-bt-cat6-p1-hpw-midspan-injector-kit-with-56vdc-1176w-power-supply
BT-CAT6P1HPW70W | BT-CAT6-P1-HPW中跨/供电器套件，带70V直流48W电源 | 475.1283 | https://www.l-com.cn/power-over-ethernet-bt-cat6-p1-hpw-midspan-injector-kit-with-70vdc-48w-power-supply
BT-CAT6-P4 | 四端口6类无源千兆级中跨/供电器 | 176.997 | https://www.l-com.cn/power-over-ethernet-4-port-cat6-passive-gigabit-midspan-injector
BT-CAT6-P4-4848 | BT-CAT6-P4中跨/供电器套件，带48V直流48W电源 | 312.3331 | https://www.l-com.cn/power-over-ethernet-bt-cat6-p4-midspan-injector-kit-with-48vdc-48-w-power-supply
BT-CAT6-P4-4870 | BT-CAT6-P4中跨/供电器套件，带48V直流70W电源 | 379.7482 | https://www.l-com.cn/power-over-ethernet-bt-cat6-p4-midspan-injector-kit-with-48vdc-70-w-power-supply
BT-CAT6-P4-56118 | BT-CAT6-P4中跨/供电器套件，带56V直流117.6W电源 | 523.2744 | https://www.l-com.cn/power-over-ethernet-bt-cat6-p4-midspan-injector-kit-with-56vdc-1176-w-power-supply
BTD-CAT5E-P1-HP | 单端口超5类无源中跨/供电器，DIN轨道安装式，带高功率浪涌保护器 | 265.3992 | https://www.l-com.cn/power-over-ethernet-single-port-din-mount-cat5e-passive-midspan-injector-w-hi-pwr-surge-protection
BTD-CAT5-P1 | 单端口5类无源PoE中跨/供电器，DIN轨道安装式 | 141.0376 | https://www.l-com.cn/power-over-ethernet-single-port-din-mount-cat5-passive-poe-midspan-injector
BTD-CAT5-P14848 | BTD-CAT5-P1中跨/供电器套件，带48V直流48W电源 | 280.0512 | https://www.l-com.cn/power-over-ethernet-btd-cat5-p1-midspan-injector-kit-with-48vdc-48-watt-power-supply
BTD-CAT5-P14870 | BTD-CAT5-P1中跨/供电器套件，带48V直流70W电源 | 342.1044 | https://www.l-com.cn/power-over-ethernet-btd-cat5-p1-midspan-injector-kit-with-48vdc-70-watt-power-supply
BTD-CAT5-P1J | 单端口5类无源PoE中跨/供电器，DIN轨道安装式，带内部避雷器 | 197.4456 | https://www.l-com.cn/power-over-ethernet-single-port-din-mount-cat5-passive-poe-midspan-injector-w-integral-lightning-protection
BTD-CAT5-P1J-56118 | BTD-CAT5-P1J中跨/供电器套件，带56V直流117.6W电源 | 530.0064 | https://www.l-com.cn/power-over-ethernet-btd-cat5-p1j-midspan-injector-kit-with-56vdc-1176-watt-power-supply
BTD-CAT5-P1R | 反极性单端口5类PoE无源中跨/供电器，DIN轨道安装式 | 124.5816 | https://www.l-com.cn/power-over-ethernet-reverse-polarity-single-port-din-mount-cat5-poe-passive-midspan-injector
BTD-CAT5-P4 | 四端口5类无源PoE中跨/供电器，DIN轨道安装式 | 230.3136 | https://www.l-com.cn/power-over-ethernet-4-port-din-mount-cat5-passive-poe-midspan-injector
BTD-CAT5-P4J | 四端口5类无源中跨/供电器，DIN轨道安装式，带浪涌保护器 | 249.6912 | https://www.l-com.cn/power-over-ethernet-4-port-din-mount-cat5-passive-midspan-injector-with-surge-protection
BTD-CAT5P4J4848 | BTD-CAT5-P4J中跨/供电器套件，带48V直流48W电源 | 261.7956 | https://www.l-com.cn/power-over-ethernet-btd-cat5-p4j-midspan-injector-kit-with-48vdc-48-watt-power-supply
BTD-CAT5P4J4870 | BTD-CAT5-P4J中跨/供电器套件，带48V直流70W电源 | 428.1156 | https://www.l-com.cn/power-over-ethernet-btd-cat5-p4j-midspan-injector-kit-with-48vdc-70-watt-power-supply
BTD-CAT6-P1 | 单端口6类无源千兆级中跨/供电器，DIN轨道安装式 | 228.9381 | https://www.l-com.cn/power-over-ethernet-single-port-din-mount-cat6-passive-gigabit-midspan-injector
BTD-CAT6-P1-56118 | BTD-CAT6-P1中跨/供电器套件，带56V直流117.6W电源 | 546.8044 | https://www.l-com.cn/power-over-ethernet-btd-cat6-p1-midspan-injector-kit-with-56vdc-1176-w-power-supply
BTD-CAT6-P1-HP | 单端口6类无源千兆级中跨/供电器，DIN轨道安装式，带高功率浪涌保护器 | 331.188 | https://www.l-com.cn/power-over-ethernet-single-port-din-mount-cat6-passive-gigabit-midspan-injector-with-hi-pwr-surge-protection
BTD-CAT6P1HP48W | BTD-CAT6-P1-HP中跨/供电器套件，带48V直流48W电源 | 497.1384 | https://www.l-com.cn/power-over-ethernet-btd-cat6-p1-hp-midspan-injector-kit-with-48vdc-48-w-power-supply
BTD-CAT6-P1-HP56118 | BTD-CAT6-P1-HP中跨/供电器套件，带56V直流117.6W电源 | 635.8968 | https://www.l-com.cn/power-over-ethernet-btd-cat6-p1-hp-midspan-injector-kit-with-56vdc-1176-w-power-supply
BTD-CAT6-P4 | 四端口6类无源千兆级中跨/供电器，DIN轨道安装式 | 362.9005 | https://www.l-com.cn/power-over-ethernet-4-port-din-mount-cat6-passive-gigabit-midspan-injector
BTD-CAT6-P44848 | BTD-CAT6-P4中跨/供电器套件，带48V直流48W电源 | 465.2868 | https://www.l-com.cn/power-over-ethernet-btd-cat6-p4-midspan-injector-kit-with-48vdc-48-w-power-supply
BTD-CAT6-P44870 | BTD-CAT6-P4中跨/供电器套件，带48V直流70W电源 | 539.254 | https://www.l-com.cn/power-over-ethernet-btd-cat6-p4-midspan-injector-kit-with-48vdc-70-w-power-supply
BTF75M | F型终端连接器，75 Ohm，10枚/包 | 16.1612 | https://www.l-com.cn/coaxial-f-type-75-ohm-terminator-pkg-10
BTS5F | SMA终端连接器，母头，50 Ohm | 18.492 | https://www.l-com.cn/coaxial-sma-terminator-female-50-ohm
BU2O-2824BK-1000F | USB2.0散装线缆，28/24AWG，户外级抗紫外线FT4阻燃等级UL CM PVC护套，黑，1000英尺（304.8米） | 903.3024 | https://www.l-com.cn/usb-20-bulk-cable-28-24awg-uv-outdoor-ul-cm-ft4-pvc-jacket-black-1000ft
BU31-3226BK-1000F | 超高速USB3.1散装线缆，32/26AWG，VW-1阻燃等级UL2725 PVC护套，黑，1000英尺（304.8米） | 575.35 | https://www.l-com.cn/usb-super-speed-31-bulk-cable-32-26awg-ul-2725-vw-1-pvc-jacket-black-1000ft
BU31O-3226BK-500F | 超高速USB3.1散装线缆，32/26AWG，户外级抗紫外线VW-1阻燃等级UL2725 PVC护套，黑，500英尺（152.4米） | 356.5 | https://www.l-com.cn/usb-super-speed-31-bulk-cable-32-26awg-uv-outdoor-ul-2725-vw-1-pvc-jacket-black-500ft
BU3-3024WT-500F | 超高速USB3.0散装线缆，30/24AWG，VW-1阻燃等级UL20276 PVC护套，白，500英尺（152.4米） | 394.9704 | https://www.l-com.cn/usb-super-speed-30-bulk-cable-30-24awg-ul-20276-vw-1-pvc-jacket-white-500ft
BU3HF-3024BK-1000F | 超高速USB3.0散装线缆，30/24AWG，高柔性VW-1阻燃等级TPE护套，黑，1000英尺（304.8米） | 922.3 | https://www.l-com.cn/usb-super-speed-30-bulk-cable-30-24awg-high-flex-vw-1-tpe-jacket-black-1000ft
BU3HFD-2822BK-1000F | 超高速USB3.0散装线缆，28/26/22AWG，高柔性拖链级VW-1阻燃等级UL20276 PVC护套，黑，1000英尺（304.8米） | 9880.03 | https://www.l-com.cn/usb-super-speed-30-bulk-cable-28-26-22awg-high-flex-drag-chain-ul-20276-vw-1-pvc-jacket-black-1000ft
BU3O-3024BK-1000F | 超高速USB3.0散装线缆，30/24AWG，户外级抗紫外线VW-1阻燃等级UL20276 PVC护套，黑，1000英尺（304.8米） | 725.87 | https://www.l-com.cn/usb-super-speed-30-bulk-cable-30-24awg-uv-outdoor-ul-20276-vw-1-pvc-jacket-black-1000ft
C&P15F-TRAY | DB15压接式连接器母座, 盒装, 50只/盒 | 32.5946 | https://www.l-com.cn/d-sub-db15-female-crimp-connectors-tray-50
C&P25F | 插入式D-Sub连接器，DB25母头 | 1.4355 | https://www.l-com.cn/d-sub-insertion-type-d-sub-connector-db25-female
C&P25M | 插入式D-Sub连接器，DB25公头 | 1.4917 | https://www.l-com.cn/d-sub-insertion-type-d-sub-connector-db25-male
C&P37F | 插入式D-Sub连接器，DB37母头 | 2.3738 | https://www.l-com.cn/d-sub-insertion-type-d-sub-connector-db37-female
C&P37M | DB37压接式连接器公座 | 2.4141 | https://www.l-com.cn/d-sub-insertion-type-d-sub-connector-db37-male
C&P9F-TRAY | DB9压接式连接器母座, 盒装, 50只/盒 | 20.908 | https://www.l-com.cn/d-sub-db9-female-crimp-connectors-tray-50
C&P9M-TRAY | DB9压接式连接器公座, 盒装, 50只/盒 | 20.8111 | https://www.l-com.cn/d-sub-db9-male-crimp-connectors-tray-50
C1127-A1-100 | 桥接夹，用于66式端子板，100件/袋 | 69.7225 | https://www.l-com.cn/ethernet-bridging-clips-for-66-blocks-pkg-100
C734-500 | C734同轴散装线缆，500ft/152.4m线轴包装 | 780.0408 | https://www.l-com.cn/audio-video-coaxial-bulk-cable-c734-500-foot-spool
C735-1K | C735同轴散装线缆，1,000ft/304.8m线轴包装 | 1123.078 | https://www.l-com.cn/audio-video-coaxial-bulk-cable-c735-1000-foot-spool
C735-500 | C735同轴散装线缆，500ft/152.4m线轴包装 | 729.234 | https://www.l-com.cn/audio-video-coaxial-bulk-cable-c735-500-foot-spool
CA-085FSMSM006 | 0.085in/2.2mm可成形同轴线缆组件, SMA公头 / SMA公头, 6in/15.2cm | 41 | https://www.l-com.cn/coaxial-085-formable-sma-male-to-sma-male-6-inch
CA-100W-FOOT | L-com CA-100W散装同轴线缆，白，卷装，按英尺计 | 0.4829 | https://www.l-com.cn/coaxial-l-com-white-ca-100w-coax-cable-bulk-reel-by-the-foot
CA-141FNMSM006 | 0.141in/0.358cm可成形线缆，N型公头/SMA公头，6.0in/15.2cm | 60.192 | https://www.l-com.cn/coaxial-141-formable-n-male-to-sma-male-6-inch
CA-141FNMSM024 | 0.141in/0.358cm可成形线缆，N型公头/SMA公头，24.0in/61.0cm | 63.115 | https://www.l-com.cn/coaxial-141-formable-n-male-to-sma-male-24inch
CA-141FSMSM036 | 0.141in/0.358cm可成形线缆，SMA公头/SMA公头，36.0in/91.4cm | 101 | https://www.l-com.cn/coaxial-141-formable-sma-male-to-sma-male-36-inch
CA2000MM-3M | Ultra SCSI线缆，0.8mm间距 公头 / 公头, 3.0m | 285.99 | https://www.l-com.cn/firewire-din-scsi-sata-ultra-scsi-cable-8mm-male-male-30m
CA2051MM-2M | Ultra-SCSI线缆，0.8毫米公头/HPDB50公头，2米 | 160.65 | https://www.l-com.cn/firewire-din-scsi-sata-ultra-scsi-cable-8mm-male-hpdb50-male-20m
CA2051MM-3M | Ultra-SCSI线缆，0.8毫米公头/HPDB50公头，3米 | 177.71 | https://www.l-com.cn/firewire-din-scsi-sata-ultra-scsi-cable-8mm-male-hpdb50-male-30m
CA-212125K018 | 直流电源线套件，2.1毫米/2.5毫米，线长18英寸（45.7厘米） | 6.9909 | https://www.l-com.cn/power-products-dc-power-cable-kit-21-25-mm-18-inch-cable
CA3A-90DB-05M | USB 3.0直角型线缆组件，下出线B型/直通A型连接器，0.5米 | 28.66 | https://www.l-com.cn/usb-usb-30-right-angle-cable-assembly-down-angle-b-straight-a-connectors-05-meters
CA3A-90DB-2M | USB 3.0直角型线缆组件，下出线B型/直通A型连接器，2米 | 31.905 | https://www.l-com.cn/usb-usb-30-right-angle-cable-assembly-down-angle-b-straight-a-connectors-2-meters
CA3A-90DB-3M | USB 3.0直角型线缆组件，下出线B型/直通A型连接器，3米 | 52.41 | https://www.l-com.cn/usb-usb-30-right-angle-cable-assembly-down-angle-b-straight-a-connectors-3-meters
CA3A-90LA-1M | USB 3.0左出线线缆组件，A型公头/直角左出线A型公头，1米 | 38.4104 | https://www.l-com.cn/usb-usb-30-left-angle-exit-cable-1m
CA3A-90LA-2M | USB 3.0左出线线缆组件，A型公头/直角左出线A型公头，2米 | 42.04 | https://www.l-com.cn/usb-usb-30-left-angle-exit-cable-2m
CA3A-90LB-1M | USB 3.0线缆组件，A型公头/直角左出线B型公头，1米 | 28.5984 | https://www.l-com.cn/usb-usb-30-a-male-to-right-angle-left-exit-b-male-1m
CA3A-90LMICB-05M | USB 3.0线缆组件，直通A型/直角左出线Micro-B，0.5米 | 62.68 | https://www.l-com.cn/usb-usb-30-type-a-straight-to-micro-b-left-angle-exit-05m
CA3A-90LMICB-1M | USB 3.0线缆组件，直通A型/直角左出线Micro-B，1米 | 28.2 | https://www.l-com.cn/usb-usb-30-type-a-straight-to-micro-b-left-angle-exit-1m
CA3A-90RB-2M | USB 3.0线缆，A型公头/直角右出线B型公头，2米 | 30.51 | https://www.l-com.cn/usb-usb-30-a-male-to-right-angle-right-exit-b-male-2m
CA3A-90RMICB-3M | USB 3.0线缆，直通A型/直角右出线Micro-B，3米 | 35.27 | https://www.l-com.cn/usb-usb-30-type-a-straight-to-micro-b-right-angle-exit-3m
CA3A-90UA-03M | USB 3.0直角型线缆组件，上出线A型/直通A型连接器，0.3米 | 98.28 | https://www.l-com.cn/usb-usb-30-right-angle-cable-assembly-up-angle-a-straight-a-connectors-03-meters
CA3A-90UB-05M | USB 3.0直角型线缆组件，上出线B型/直通A型连接器，0.5米 | 29.12 | https://www.l-com.cn/usb-usb-30-right-angle-cable-assembly-up-angle-b-straight-a-connectors-05-meters
CA3A-90UB-1M | USB 3.0直角型线缆组件，上出线B型/直通A型连接器，1米 | 39.13 | https://www.l-com.cn/usb-usb-30-right-angle-cable-assembly-up-angle-b-straight-a-connectors-1-meter
CA3A-90UB-2M | USB 3.0直角型线缆组件，上出线B型/直通A型连接器，2米 | 32.9127 | https://www.l-com.cn/usb-usb-30-right-angle-cable-assembly-up-angle-b-straight-a-connectors-2-meters
CA3A-90UB-3M | USB 3.0直角型线缆组件，上出线B型/直通A型连接器，3米 | 52.41 | https://www.l-com.cn/usb-usb-30-right-angle-cable-assembly-up-angle-b-straight-a-connectors-3-meters
CA3N002 | 400-系列线缆 , N 型公头 / N 型公头 , 2.0 ft / 0.6 m | 21.0587 | https://www.l-com.cn/coaxial-n-male-to-n-male-400-series-assembly-2-ft
CA3N004 | N型公头/N型公头400系列线缆组件，4英尺（1.2米） | 25.9177 | https://www.l-com.cn/coaxial-n-male-to-n-male-400-series-assembly-4-ft
CA3N020 | 400-系列线缆 , N 型公头 / N 型公头 , 20.0 ft / 6.1 m | 57.54 | https://www.l-com.cn/coaxial-n-male-to-n-male-400-series-assembly-20-ft
CA3N025 | 400-系列线缆 , N 型公头 / N 型公头 , 25.0 ft / 7.6 m | 64.975 | https://www.l-com.cn/coaxial-n-male-to-n-male-400-series-assembly-25-ft
CA3N040 | 400-系列线缆 , N 型公头 / N 型公头 , 40.0 ft / 12.0 m | 91.0767 | https://www.l-com.cn/coaxial-n-male-to-n-male-400-series-assembly-40-ft
CA3N050 | 400-系列线缆 , N 型公头 / N 型公头 , 50.0 ft / 15.2 m | 110.58 | https://www.l-com.cn/coaxial-n-male-to-n-male-400-series-assembly-50-ft
CA-400-FOOT | L-COM 散装低损耗同轴线缆，CA-400，单位：ft | 1.56 | https://www.l-com.cn/coaxial-l-com-ca-400-coax-cable-by-the-foot
CA400P-FOOT | 散装低损耗同轴线缆，CNT-400-P，阻燃，单位：ft | 21.1704 | https://www.l-com.cn/coaxial-commscope-cnt-400-p-plenum-rated-coax-cable-by-the-foot
CA45LA-45LB-1M | 45度弯角USB线缆，45度左出线A型公头/45度左出线B型公头，1米 | 69.81 | https://www.l-com.cn/usb-45-degree-usb-cable-45-degree-left-angled-a-male-45-degree-left-angled-b-male-10-m
CA45LA-45LB-2M | 45度弯角USB线缆，45度左出线A型公头/45度左出线B型公头，2米 | 71.99 | https://www.l-com.cn/usb-45-degree-usb-cable-45-degree-left-angled-a-male-45-degree-left-angled-b-male-20-m
CA45LA-45LB-3M | 45度弯角USB线缆，45度左出线A型公头/45度左出线B型公头，3米 | 74.15 | https://www.l-com.cn/usb-45-degree-usb-cable-45-degree-left-angled-a-male-45-degree-left-angled-b-male-30-m
CA45LA-45LB-5M | 45度弯角USB线缆，45度左出线A型公头/45度左出线B型公头，5米 | 78.33 | https://www.l-com.cn/usb-45-degree-usb-cable-45-degree-left-angled-a-male-45-degree-left-angled-b-male-50-m
CA45LA-B-03M | 45度弯角USB线缆，45度左出线A型公头/直通B型公头，0.3米 | 14 | https://www.l-com.cn/usb-45-degree-usb-cable-45-degree-left-angle-a-male-straight-b-male-03-m
CA45LA-B-05M | 45度弯角USB线缆，45度左出线A型公头/直通B型公头，0.5米 | 10.63 | https://www.l-com.cn/usb-45-degree-usb-cable-45-degree-left-angle-a-male-straight-b-male-05-m
CA45LA-B-075M | 45度弯角USB线缆，45度左出线A型公头/直通B型公头，0.75米 | 50.97 | https://www.l-com.cn/usb-45-degree-usb-cable-45-degree-left-angle-a-male-straight-b-male-075-m
CA45LA-B-1M | 45度弯角USB线缆，45度左出线A型公头/直通B型公头，1米 | 39.15 | https://www.l-com.cn/usb-45-degree-usb-cable-45-degree-left-angle-a-male-straight-b-male-10-m
CA45LA-B-5M | 45度弯角USB线缆，45度左出线A型公头/直通B型公头，5米 | 58.7 | https://www.l-com.cn/usb-45-degree-usb-cable-45-degree-left-angle-a-male-straight-b-male-50-m
CA45RA-45RB-05M | 45度弯角USB线缆，45度右出线A型公头/45度右出线B型公头，0.5米 | 68.46 | https://www.l-com.cn/usb-45-degree-usb-cable-45-degree-right-angle-a-male-45-degree-right-angled-b-male-05-m
CA45RA-45RB-1M | 45度弯角USB线缆，45度右出线A型公头/45度右出线B型公头，1米 | 69.81 | https://www.l-com.cn/usb-45-degree-usb-cable-45-degree-right-angle-a-male-45-degree-right-angled-b-male-10-m
CA45RA-B-03M | 45度弯角USB线缆，45度右出线A型公头/直通公头，0.3米 | 53.96 | https://www.l-com.cn/usb-45-degree-usb-cable-45-degree-right-angled-a-male-straight-male-03-m
CA45RA-B-1M | 45度弯角USB线缆，45度右出线A型公头/直通公头，1米 | 55.97 | https://www.l-com.cn/usb-45-degree-usb-cable-45-degree-right-angled-a-male-straight-male-10-m
CA45RA-B-2M | 45度弯角USB线缆，45度右出线A型公头/直通公头，2米 | 58.16 | https://www.l-com.cn/usb-45-degree-usb-cable-45-degree-right-angled-a-male-straight-male-20-m
CA4N002 | 400-系列线缆 , N 型公头 / N 型母头 , 2.0 ft / 0.6 m | 21.81 | https://www.l-com.cn/coaxial-n-male-to-n-female-400-series-assembly-2-ft
CA4N030 | 400系列线缆组件，N型公头/N型母头，30英尺（9.1米） | 73.8 | https://www.l-com.cn/coaxial-n-male-to-n-female-400-series-assembly-30-ft
CA4NFLPNF002 | 400系列线缆组件，N型母头/穿壁式N型母头，带避雷器，2英尺（0.6米） | 154.3608 | https://www.l-com.cn/coaxial-n-female-to-n-female-bulkhead-lightning-protector-400-series-cable-assembly-2-ft
CA4NFLPNF004 | 400系列线缆组件，N型母头/穿壁式N型母头，带避雷器，4英尺（1.2米） | 157.6872 | https://www.l-com.cn/coaxial-n-female-to-n-female-bulkhead-lightning-protector-400-series-cable-assembly-4-ft
CA4NFLPNF020 | 400系列线缆组件，N型母头/穿壁式N型母头，带避雷器，20英尺（6.1米） | 219.6414 | https://www.l-com.cn/coaxial-n-female-to-n-female-bulkhead-lightning-protector-400-series-cable-assembly-20-ft
CA4NFLPNM002 | 400系列线缆组件，N型母头/N型公头，带避雷器，2英尺（0.6米） | 159.9048 | https://www.l-com.cn/coaxial-n-female-to-n-male-lightning-protector-400-series-cable-assembly-2-ft
CA4NFLPNM020 | 400系列线缆组件，N型母头/N型公头，带避雷器，20英尺（6.1米） | 222.3936 | https://www.l-com.cn/coaxial-n-female-to-n-male-lightning-protector-400-series-cable-assembly-20-ft
CA4NMLPNF002 | 400系列线缆组件，N型公头/穿壁式N型母头，带避雷器，2英尺（0.6米） | 169.0128 | https://www.l-com.cn/coaxial-n-male-to-n-female-bulkhead-lightning-protector-400-series-cable-assembly-2-ft
CA4NMLPNF004 | 400系列线缆组件，N型公头/穿壁式N型母头，带避雷器，4英尺（1.2米） | 106.8947 | https://www.l-com.cn/coaxial-n-male-to-n-female-bulkhead-lightning-protector-400-series-cable-assembly-4-ft
CA4NMLPNF010 | 400系列线缆组件，N型公头/穿壁式N型母头，带避雷器，10英尺（3米） | 187.8624 | https://www.l-com.cn/coaxial-n-male-to-n-female-bulkhead-lightning-protector-400-series-cable-assembly-10-ft
CA4NMLPNF020 | 400系列线缆组件，N型公头/穿壁式N型母头，带避雷器，20英尺（6.1米） | 321.76 | https://www.l-com.cn/coaxial-n-male-to-n-female-bulkhead-lightning-protector-400-series-cable-assembly-20-ft
CA4NMLPNM002 | 400系列线缆组件，N型公头/N型公头，带避雷器，2英尺（0.6米） | 116.46 | https://www.l-com.cn/coaxial-n-male-to-n-male-lightning-protector-400-series-cable-assembly-2-ft
CA4NMLPNM020 | 400系列线缆组件，N型公头/N型公头，带避雷器，20英尺（6.1米） | 153.28 | https://www.l-com.cn/coaxial-n-male-to-n-male-lightning-protector-400-series-cable-assembly-20-ft
CA4NMRSF002 | 400-系列线缆 , 反极性 SMA 插头 / N 型公头 , 2.0 ft / 0.6 m | 20.17 | https://www.l-com.cn/coaxial-n-male-to-rp-sma-plug-400-series-assembly-2-ft
CA4NMRSF010 | 400-系列线缆 , 反极性 SMA 插头 / N 型公头 , 10.0 ft / 3 m | 37.39 | https://www.l-com.cn/coaxial-n-male-to-rp-sma-plug-400-series-assembly-10-ft
CA4NMRSF050 | 400-系列线缆 , 反极性 SMA 插头 / N 型公头 , 50.0 ft / 15.2 m | 102.48 | https://www.l-com.cn/coaxial-n-male-to-rp-sma-plug-400-series-assembly-50-ft
CA4NMRTF002 | 400系列线缆组件，N型公头/反极性TNC插头，2英尺（0.6米） | 21.315 | https://www.l-com.cn/coaxial-n-male-to-rp-tnc-plug-400-series-assembly-2-ft
CA4NMRTF050 | 400系列线缆组件，N型公头/反极性TNC插头，50英尺（15.2米） | 109.1775 | https://www.l-com.cn/coaxial-n-male-to-rp-tnc-plug-400-series-assembly-50-ft
CA4NMSM002 | 400系列线缆组件，N型公头/SMA公头，2英尺（0.6米） | 53.1511 | https://www.l-com.cn/coaxial-n-male-to-sma-male-400-series-assembly-2-ft
CA4RTMRTF010 | 400-系列线缆 , 反极性 TNC 插座 / 反极性 TNC 插头 , 10.0 ft / 3.0 m | 35.22 | https://www.l-com.cn/coaxial-rp-tnc-jack-to-rp-tnc-plug-400-series-assembly-10-ft
CA4RTMRTF025 | 400-系列线缆 , 反极性 TNC 插座 / 反极性 TNC 插头 , 25.0 ft / 7.6 m | 70.7927 | https://www.l-com.cn/coaxial-rp-tnc-jack-to-rp-tnc-plug-400-series-assembly-25-ft
CA4RTMRTF050 | 400-系列线缆 , 反极性 TNC 插座 / 反极性 TNC 插头 , 50.0 ft / 15.2 m | 96.05 | https://www.l-com.cn/coaxial-rp-tnc-jack-to-rp-tnc-plug-400-series-assembly-50-ft
CA4RTPRTP002 | 400系列线缆组件，反极性TNC插头/反极性TNC插头，2英尺（0.6米） | 22.7 | https://www.l-com.cn/coaxial-rp-tnc-plug-to-rp-tnc-plug-400-series-assembly-2-ft
CA-5EF4-R1K | L-com CA-5EF4散装线缆，1000英尺（305米）卷装 | 473.616 | https://www.l-com.cn/ethernet-category-5e-utp-outdoor-flooded-24-awg-solid-conductor-black-1kft
CA5NF4-REEL | CommScope超5类5NF4 Ultra II散装线缆，1000英尺（305米） | 1435.5792 | https://www.l-com.cn/ethernet-commscope-cat5e-5nf4-ultra-ii-1000-feet
CA-600-R1K | L-COM 散装低损耗同轴线缆，CA-600，1,000ft/304.8m/卷 | 3991.184 | https://www.l-com.cn/coaxial-l-com-ca-600-coax-cable-bulk-reel-1000-feet
CA-6DMDF010 | 600系列线缆组件，7/16 DIN公头/7/16 DIN母头，10英尺（3米） | 446.1336 | https://www.l-com.cn/coaxial-7-16-din-male-to-7-16-din-female-600-series-assembly-100-ft
CA-6DMDM010 | 600系列线缆组件，7/16 DIN公头/7/16 DIN公头，10英尺（3米） | 545.3316 | https://www.l-com.cn/coaxial-7-16-din-male-to-7-16-din-male-600-series-assembly-100-ft
CA-6DMDM025 | 600系列线缆组件，7/16 DIN公头/7/16 DIN公头，25英尺（7.6米） | 532.1448 | https://www.l-com.cn/coaxial-7-16-din-male-to-7-16-din-male-600-series-assembly-250-ft
CA-6DMNM010 | 600系列线缆组件，7/16 DIN公头/N型公头，10英尺（3米） | 357.8256 | https://www.l-com.cn/coaxial-7-16-din-male-to-type-n-male-600-series-assembly-100-ft
CA-6DMNM025 | 600系列线缆组件，7/16 DIN公头/N型公头，25英尺（7.6米） | 501.1776 | https://www.l-com.cn/coaxial-7-16-din-male-to-type-n-male-600-series-assembly-250-ft
CA-6NMNF050 | 600系列线缆组件，N型公头/N型母头，50英尺（15.2米） | 531.88 | https://www.l-com.cn/coaxial-n-male-to-n-female-600-series-assembly-500-ft
CA-6NMNF200 | 600系列线缆组件，N型公头/N型母头，200英尺（61米） | 944.98 | https://www.l-com.cn/coaxial-n-male-to-n-female-600-series-assembly-200-ft
CA-6NMNM010 | 600-系列线缆 , N 型公头 / N 型公头 , 10.0 ft / 3.0 m | 129.0943 | https://www.l-com.cn/coaxial-n-male-to-n-male-600-series-assembly-100-ft
CA-6NMNM025 | 600-系列线缆 , N 型公头 / N 型公头 , 25.0 ft / 7.6 m | 191.92 | https://www.l-com.cn/coaxial-n-male-to-n-male-600-series-assembly-250-ft
CA-6NMNM050 | 600-系列线缆 , N 型公头 / N 型公头 , 50.0 ft / 15.2 m | 349.65 | https://www.l-com.cn/coaxial-n-male-to-n-male-600-series-assembly-500-ft
CA-6NMNM075 | 600-系列线缆 , N 型公头 / N 型公头 , 75.0 ft / 22.9 m | 449.48 | https://www.l-com.cn/coaxial-n-male-to-n-male-600-series-assembly-750-ft
CA-6NMNM100 | 600-系列线缆 , N 型公头 / N 型公头 , 100.0 ft / 30.5 m | 932.59 | https://www.l-com.cn/coaxial-n-male-to-n-male-600-series-assembly-1000-ft
CA-6NMNM150 | 600-系列线缆 , N 型公头 / N 型公头 , 150.0 ft / 45.7 m | 609.39 | https://www.l-com.cn/coaxial-n-male-to-n-male-600-series-assembly-1500-ft
CA-6NMNM250 | 600-系列线缆 , N 型公头 / N 型公头 , 250.0 ft / 15.2 m | 1311.63 | https://www.l-com.cn/coaxial-n-male-to-n-male-600-series-assembly-2500-ft
CA751MM-1M | SCSI-1模制线缆，CN50公头/公头，1.0m | 145.59 | https://www.l-com.cn/firewire-din-scsi-sata-scsi-1-molded-cable-cn50-male-male-10m
CA751MM-3M | SCSI-1模制线缆，CN50公头/公头，3.0m | 121.26 | https://www.l-com.cn/firewire-din-scsi-sata-scsi-1-molded-cable-cn50-male-male-30m
CA751MM-5M | SCSI-1模制线缆，CN50公头/公头，5.0m | 157.25 | https://www.l-com.cn/firewire-din-scsi-sata-scsi-1-molded-cable-cn50-male-male-50m
CA752MF-1M | SCSI-1模制线缆，CN50公头/母头，1米 | 117.09 | https://www.l-com.cn/firewire-din-scsi-sata-scsi-1-molded-cable-cn50-male-female-10m
CA752MF-2M | SCSI-1模制线缆，CN50公头/母头，2米 | 91.15 | https://www.l-com.cn/firewire-din-scsi-sata-scsi-1-molded-cable-cn50-male-female-20m
CA752MF-3M | SCSI-1模制线缆，CN50公头/母头，3米 | 127.08 | https://www.l-com.cn/firewire-din-scsi-sata-scsi-1-molded-cable-cn50-male-female-30m
CA752MF-5M | SCSI-1模制线缆，CN50公头/母头，5米 | 156.98 | https://www.l-com.cn/firewire-din-scsi-sata-scsi-1-molded-cable-cn50-male-female-50m
CA801-05M | SCSI-2模制线缆HPDB50公头/公头，0.5m | 71.79 | https://www.l-com.cn/firewire-din-scsi-sata-scsi-2-molded-cable-hpdb50-male-male-05m
CA805-1M | SCSI-2模制线缆，HPDB50公头/DB50公头，1米 | 91.07 | https://www.l-com.cn/firewire-din-scsi-sata-scsi-2-molded-cable-hpdb50-male-db50-male-10m
CA805-2M | SCSI-2模制线缆，HPDB50公头/DB50公头，2米 | 115.74 | https://www.l-com.cn/firewire-din-scsi-sata-scsi-2-molded-cable-hpdb50-male-db50-male-20m
CA900DB-TW-FOOT | 散装低损耗同轴线缆，900DB系列，直埋，单位：ft | 21.4627 | https://www.l-com.cn/coaxial-900db-series-direct-burial-coax-cable-by-the-foot
CA900MM-05M | SCSI-3 线缆, HPDB68 公头 / HPDB68 公头, 0.5m | 82.01 | https://www.l-com.cn/firewire-din-scsi-sata-scsi-3-cable-hpdb68-male-hpdb68-male-05m
CA90DA-90DB-075M | 直角型USB线缆，下出线A型公头/下出线B型公头，0.75米 | 64.02 | https://www.l-com.cn/usb-right-angle-usb-cable-down-angle-a-male-down-angle-b-male-075m
CA90DA-90LB-075M | 直角型USB线缆，下出线A型公头/左出线B型公头，0.75米 | 65.22 | https://www.l-com.cn/usb-right-angle-usb-cable-down-angle-a-male-left-angle-b-male-075m
CA90DA-90LB-1M | 直角型USB线缆，下出线A型公头/左出线B型公头，1米 | 27.72 | https://www.l-com.cn/usb-right-angle-usb-cable-down-angle-a-male-left-angle-b-male-10m
CA90DA-90LB-2M | 直角型USB线缆，下出线A型公头/左出线B型公头，2米 | 66.53 | https://www.l-com.cn/usb-right-angle-usb-cable-down-angle-a-male-left-angle-b-male-20m
CA90DA-90LB-3M | 直角型USB线缆，下出线A型公头/左出线B型公头，3米 | 31.04 | https://www.l-com.cn/usb-right-angle-usb-cable-down-angle-a-male-left-angle-b-male-30m
CA90DA-90RB-03M | 直角型USB线缆，下出线A型公头/右出线B型公头，0.3米 | 63.16 | https://www.l-com.cn/usb-right-angle-usb-cable-down-angle-a-male-right-angle-b-male-03m
CA90DA-90RB-05M | 直角型USB线缆，下出线A型公头/右出线B型公头，0.5米 | 63.59 | https://www.l-com.cn/usb-right-angle-usb-cable-down-angle-a-male-right-angle-b-male-05m
CA90DA-90RB-075M | 直角型USB线缆，下出线A型公头/右出线B型公头，0.75米 | 32.32 | https://www.l-com.cn/usb-right-angle-usb-cable-down-angle-a-male-right-angle-b-male-075m
CA90DA-90RB-1M | 直角型USB线缆，下出线A型公头/右出线B型公头，1米 | 64.52 | https://www.l-com.cn/usb-right-angle-usb-cable-down-angle-a-male-right-angle-b-male-10m
CA90DA-90RB-3M | 直角型USB线缆，下出线A型公头/右出线B型公头，3米 | 19.32 | https://www.l-com.cn/usb-right-angle-usb-cable-down-angle-a-male-right-angle-b-male-30m
CA90DA-90RB-5M | 直角型USB线缆，下出线A型公头/右出线B型公头，5米 | 39.04 | https://www.l-com.cn/usb-right-angle-usb-cable-down-angle-a-male-right-angle-b-male-50m
CA90DA-90UB-03M | 直角型USB线缆，下出线A型公头/上出线B型公头，0.3米 | 11.97 | https://www.l-com.cn/usb-right-angle-usb-cable-down-angle-a-male-up-angle-b-male-03m
CA90DA-90UB-1M | 直角型USB线缆，下出线A型公头/上出线B型公头，1米 | 64.92 | https://www.l-com.cn/usb-right-angle-usb-cable-down-angle-a-male-up-angle-b-male-10m
CA90DA-90UB-2M | 直角型USB线缆，下出线A型公头/上出线B型公头，2米 | 21.98 | https://www.l-com.cn/usb-right-angle-usb-cable-down-angle-a-male-up-angle-b-male-20m
CA90DA-B-05M | 直角型USB线缆，下出线A型公头/直通B型公头，0.5米 | 9.7444 | https://www.l-com.cn/usb-right-angle-usb-cable-down-angle-a-male-straight-b-male-05m
CA90DA-B-1M | 直角型USB线缆，下出线A型公头/直通B型公头，1米 | 10.4 | https://www.l-com.cn/usb-right-angle-usb-cable-down-angle-a-male-straight-b-male-10m
CA90DA-B-2M | 直角型USB线缆，下出线A型公头/直通B型公头，2米 | 16.22 | https://www.l-com.cn/usb-right-angle-usb-cable-down-angle-a-male-straight-b-male-20m
CA90LA-90LB-4M | 直角型USB线缆，左出线A型公头/左出线B型公头，4米 | 18.41 | https://www.l-com.cn/usb-right-angle-usb-cable-left-angle-a-male-left-angle-b-male-40m
CA90LA-B-075M | 直角型USB线缆，左出线A型公头/直通B型公头，0.75米 | 10.85 | https://www.l-com.cn/usb-right-angle-usb-cable-left-angle-a-male-straight-b-male-075m
CA90LA-B-4M | 直角型USB线缆，左出线A型公头/直通B型公头，4米 | 51.6 | https://www.l-com.cn/usb-right-angle-usb-cable-left-angle-a-male-straight-b-male-40m
CA90LA-B-5M | 直角型USB线缆，左出线A型公头/直通B型公头，5米 | 53.44 | https://www.l-com.cn/usb-right-angle-usb-cable-left-angle-a-male-straight-b-male-50m
CA90LA-DB-03M | 直角型USB线缆，左出线A型公头/下出线B型公头，0.3米 | 60.4 | https://www.l-com.cn/usb-right-angle-usb-cable-left-angle-a-male-down-angle-b-male-03m
CA90LA-DB-075M | 直角型USB线缆，左出线A型公头/下出线B型公头，0.75米 | 61.33 | https://www.l-com.cn/usb-right-angle-usb-cable-left-angle-a-male-down-angle-b-male-075m
CA90LA-DB-1M | 直角型USB线缆，左出线A型公头/下出线B型公头，1米 | 61.84 | https://www.l-com.cn/usb-right-angle-usb-cable-left-angle-a-male-down-angle-b-male-10m
CA90LA-RB-05M | 直角型USB线缆，左出线A型公头/右出线B型公头，0.5米 | 9.25 | https://www.l-com.cn/usb-right-angle-usb-cable-left-angle-a-male-right-angle-b-male-05m
CA90LA-RB-075M | 直角型USB线缆，左出线A型公头/右出线B型公头，0.75米 | 12.41 | https://www.l-com.cn/usb-right-angle-usb-cable-left-angle-a-male-right-angle-b-male-075m
CA90LA-RB-2M | 直角型USB线缆，左出线A型公头/右出线B型公头，2米 | 63.18 | https://www.l-com.cn/usb-right-angle-usb-cable-left-angle-a-male-right-angle-b-male-20m
CA90LA-UB-03M | 直角型USB线缆，左出线A型公头/上出线B型公头，0.3米 | 11.19 | https://www.l-com.cn/usb-right-angle-usb-cable-left-angle-a-male-up-angle-b-male-03m
CA90LA-UB-05M | 直角型USB线缆，左出线A型公头/上出线B型公头，0.5米 | 60.89 | https://www.l-com.cn/usb-right-angle-usb-cable-left-angle-a-male-up-angle-b-male-05m
CA90LA-UB-075M | 直角型USB线缆，左出线A型公头/上出线B型公头，0.75米 | 10.38 | https://www.l-com.cn/usb-right-angle-usb-cable-left-angle-a-male-up-angle-b-male-075m
CA90LA-UB-1M | 直角型USB线缆，左出线A型公头/上出线B型公头，1米 | 61.89 | https://www.l-com.cn/usb-right-angle-usb-cable-left-angle-a-male-up-angle-b-male-10m
CA90RA-90RB-03M | 直角型USB线缆，右出线A型公头/右出线B型公头，0.3米 | 10.26 | https://www.l-com.cn/usb-right-angle-usb-cableright-angle-a-male-right-angle-b-male-03m
CA90RA-90RB-075M | 直角型USB线缆，右出线A型公头/右出线B型公头，0.75米 | 15.24 | https://www.l-com.cn/usb-right-angle-usb-cable-right-angle-a-male-right-angle-b-male-075m
CA90RA-B-03M | 直角型USB线缆，右出线A型公头/直通B型公头，0.3米 | 60.585 | https://www.l-com.cn/usb-right-angle-usb-cable-right-angle-a-male-straight-b-male-03m
CA90RA-B-4M | 直角型USB线缆，右出线A型公头/直通B型公头，4米 | 62.19 | https://www.l-com.cn/usb-right-angle-usb-cable-right-angle-a-male-straight-b-male-40m
CA90RA-B-5M | 直角型USB线缆，右出线A型公头/直通B型公头，5米 | 64.02 | https://www.l-com.cn/usb-right-angle-usb-cable-right-angle-a-male-straight-b-male-50m
CA90RA-DB-03M | 直角型USB线缆，右出线A型公头/下出线B型公头，0.3米 | 9.38 | https://www.l-com.cn/usb-right-angle-usb-cable-right-angle-a-male-down-angle-b-male-03m
CA90RA-DB-05M | 直角型USB线缆，右出线A型公头/下出线B型公头，0.5米 | 13.58 | https://www.l-com.cn/usb-right-angle-usb-cable-right-angle-a-male-down-angle-b-male-05m
CA90RA-DB-075M | 直角型USB线缆，右出线A型公头/下出线B型公头，0.75米 | 14.08 | https://www.l-com.cn/usb-right-angle-usb-cable-right-angle-a-male-down-angle-b-male-075m
CA90RA-DB-1M | 直角型USB线缆，右出线A型公头/下出线B型公头，1米 | 14.58 | https://www.l-com.cn/usb-right-angle-usb-cable-right-angle-a-male-down-angle-b-male-10m
CA90RA-DB-2M | 直角型USB线缆，右出线A型公头/下出线B型公头，2米 | 16.05 | https://www.l-com.cn/usb-right-angle-usb-cable-right-angle-a-male-down-angle-b-male-20m
CA90RA-DB-3M | 直角型USB线缆，右出线A型公头/下出线B型公头，3米 | 65.68 | https://www.l-com.cn/usb-right-angle-usb-cable-right-angle-a-male-down-angle-b-male-30m
CA90RA-LB-03M | 直角型USB线缆，右出线A型公头/左出线B型公头，0.3米 | 8.12 | https://www.l-com.cn/usb-right-angle-usb-cable-right-angle-a-male-left-angle-b-male-03m
CA90RA-UB-05M | 直角型USB线缆，右出线A型公头/上出线B型公头，0.5米 | 8.54 | https://www.l-com.cn/usb-right-angle-usb-cableright-angle-a-male-up-angle-b-male-05m
CA90RA-UB-075M | 直角型USB线缆，右出线A型公头/上出线B型公头，0.75米 | 61.32 | https://www.l-com.cn/usb-right-angle-usb-cableright-angle-a-male-up-angle-b-male-075m
CA90RA-UB-1M | 直角型USB线缆，右出线A型公头/上出线B型公头，1米 | 61.84 | https://www.l-com.cn/usb-right-angle-usb-cableright-angle-a-male-up-angle-b-male-10m
CA90RA-UB-4M | 直角型USB线缆，右出线A型公头/上出线B型公头，4米 | 67.5 | https://www.l-com.cn/usb-right-angle-usb-cableright-angle-a-male-up-angle-b-male-40m
CA90UA-90DB-075M | 直角型USB线缆，上出线A型公头/下出线B型公头，0.75米 | 64.03 | https://www.l-com.cn/usb-right-angle-usb-cable-up-angle-a-male-down-angle-b-male-075m
CA90UA-90DB-1M | 直角型USB线缆，上出线A型公头/下出线B型公头，1米 | 25.76 | https://www.l-com.cn/usb-right-angle-usb-cable-up-angle-a-male-down-angle-b-male-10m
CA90UA-90LB-05M | 直角型USB线缆，上出线A型公头/左出线B型公头，0.5米 | 63.58 | https://www.l-com.cn/usb-right-angle-usb-cable-up-angle-a-male-left-angle-b-male-05m
CA90UA-90LB-075M | 直角型USB线缆，上出线A型公头/左出线B型公头，0.75米 | 63.91 | https://www.l-com.cn/usb-right-angle-usb-cable-up-angle-a-male-left-angle-b-male-075m
CA90UA-90RB-05M | 直角型USB线缆，上出线A型公头/右出线B型公头，0.5米 | 63.59 | https://www.l-com.cn/usb-right-angle-usb-cable-up-angle-a-male-right-angle-b-male-05m
CA90UA-90RB-1M | 直角型USB线缆，上出线A型公头/右出线B型公头，1米 | 25.76 | https://www.l-com.cn/usb-right-angle-usb-cable-up-angle-a-male-right-angle-b-male-10m
CA90UA-90UB-075M | 直角型USB线缆，上出线A型公头/上出线B型公头，0.75米 | 63.84 | https://www.l-com.cn/usb-right-angle-usb-cable-up-angle-a-male-up-angle-b-male-075m
CA90UA-90UB-4M | 直角型USB线缆，上出线A型公头/上出线B型公头，4米 | 68.38 | https://www.l-com.cn/usb-right-angle-usb-cable-up-angle-a-male-up-angle-b-male-40m
CA90UA-B-2M | 直角型USB线缆，上出线A型公头/直通B型公头，2米 | 13.11 | https://www.l-com.cn/usb-right-angle-usb-cable-up-angle-a-male-straight-b-male-20m
CA90UA-B-3M | 直角型USB线缆，上出线A型公头/直通B型公头，3米 | 16.61 | https://www.l-com.cn/usb-right-angle-usb-cable-up-angle-a-male-straight-b-male-30m
CA-9NMNM075 | 900系列线缆组件，N型公头/N型公头，75英尺（22.9米） | 1294.59 | https://www.l-com.cn/coaxial-n-male-to-n-male-900-series-assembly-750-ft
CAA-45LB-075M | 45度弯角USB线缆，直通A型公头/45度左出线B型公头，0.75米 | 45.36 | https://www.l-com.cn/usb-45-degree-usb-cable-straight-a-male-45-degree-left-angled-b-male-075-m
CAA-45LB-2M | 45度弯角USB线缆，直通A型公头/45度左出线B型公头，2米 | 48.14 | https://www.l-com.cn/usb-45-degree-usb-cable-straight-a-male-45-degree-left-angled-b-male-20-m
CAA-45RB-075M | 45度弯角USB线缆，直通A型公头/45度右出线B型公头，0.75米 | 45.21 | https://www.l-com.cn/usb-45-degree-usb-cable-straight-a-male-45-degree-right-angled-b-male-075-m
CAA-45RB-3M | 45度弯角USB线缆，直通A型公头/45度右出线B型公头，3米 | 48.57 | https://www.l-com.cn/usb-45-degree-usb-cable-straight-a-male-45-degree-right-angled-b-male-30-m
CAA-90DMB5-1M | USB线缆，下角Mini B5公头/直向A型公头，1.0m | 19.17 | https://www.l-com.cn/usb-angled-usb-cable-straight-a-male-down-angle-mini-b5-male-10m
CAA-90DMICB-03M | 直角型USB线缆，直通A型公头/下出线Micro-B公头，0.3米 | 16.17 | https://www.l-com.cn/usb-angled-usb-cable-straight-a-male-down-angle-micro-b-male-03m
CAA-90DMICB-075M | USB线缆，下角Micro B公头/直向A型公头，0.75m | 10.045 | https://www.l-com.cn/usb-angled-usb-cable-straight-a-male-down-angle-micro-b-male-075m
CAA-90DMICB-1M | 直角型USB线缆，直通A型公头/下出线Micro-B公头，1米 | 12.87 | https://www.l-com.cn/usb-angled-usb-cable-straight-a-male-down-angle-micro-b-male-10m
CAA-90DMICB-3M | 直角型USB线缆，直通A型公头/下出线Micro-B公头，3米 | 15.6 | https://www.l-com.cn/usb-angled-usb-cable-straight-a-male-down-angle-micro-b-male-30m
CAA-90LB-4M | 直角型USB线缆，直通A型公头/左出线B型公头，4米 | 14.7 | https://www.l-com.cn/usb-right-angle-usb-cable-straight-a-male-left-angle-b-male-40m
CAA-90LB-5M | 直角型USB线缆，直通A型公头/左出线B型公头，5米 | 32.1 | https://www.l-com.cn/usb-right-angle-usb-cable-straight-a-male-left-angle-b-male-50m
CAA-90LMB5-075M | 直角型USB线缆，直通A型公头/左出线Mini-B5公头，0.75米 | 15.35 | https://www.l-com.cn/usb-angled-usb-cable-straight-a-male-left-angle-mini-b5-male-075m
CAA-90LMB5-3M | 直角型USB线缆，直通A型公头/左出线Mini-B5公头，3米 | 11.692 | https://www.l-com.cn/usb-angled-usb-cable-straight-a-male-left-angle-mini-b5-male-30m
CAA-90LMB5-5M | USB线缆，左角Mini B5公头/直向A型公头，5.0m | 19.62 | https://www.l-com.cn/usb-angled-usb-cable-straight-a-male-left-angle-mini-b5-male-50m
CAA-90RB-075M | 直角型USB线缆，直通A型公头/右出线B型公头，0.75米 | 19.815 | https://www.l-com.cn/usb-right-angle-usb-cable-straight-a-male-right-angle-b-male-075m
CAA-90RB-5M | 直角型USB线缆，直通A型公头/右出线B型公头，5米 | 67.6 | https://www.l-com.cn/usb-right-angle-usb-cable-straight-a-male-right-angle-b-male-50m
CAA-90RMB5-075M | USB线缆，右角Mini B5公头/直向A型公头，0.75m | 9.73 | https://www.l-com.cn/usb-angled-usb-cable-straight-a-male-angled-mini-b5-male-075m
CAA-90RMB5-5M | USB线缆，右角Mini B5公头/直向A型公头，5.0m | 17.74 | https://www.l-com.cn/usb-angled-usb-cable-straight-a-male-angled-mini-b5-male-50m
CAA-90RMICB-075M | 直角型USB线缆，直通A型公头/右出线Micro-B公头，0.75米 | 15.1229 | https://www.l-com.cn/usb-angled-usb-cable-straight-a-male-angled-micro-b-male-075m
CAA-90RMICB-3M | 直角型USB线缆，直通A型公头/右出线Micro-B公头，3米 | 17.88 | https://www.l-com.cn/usb-angled-usb-cable-straight-a-male-angled-micro-b-male-30m
CAA-90UMB5-075M | 直角型USB线缆，直通A型公头/上出线Mini-B5公头，0.75米 | 8.16 | https://www.l-com.cn/usb-angled-usb-cable-straight-a-male-up-angle-mini-b5-male-075m
CAA-90UMB5-1M | USB线缆，上角Mini B5公头/直向A型公头，1.0m | 14.025 | https://www.l-com.cn/usb-angled-usb-cable-straight-a-male-up-angle-mini-b5-male-10m
CAA-90UMB5-5M | 直角型USB线缆，直通A型公头/上出线Mini-B5公头，5米 | 14.36 | https://www.l-com.cn/usb-angled-usb-cable-straight-a-male-up-angle-mini-b5-male-50m
CAA-90UMICB-05M | USB线缆，上角Micro B公头/直向A型公头，0.5m | 8.656 | https://www.l-com.cn/usb-angled-usb-cable-straight-a-male-up-angle-micro-b-male-05m
CAA-90UMICB-075M | 直角型USB线缆，直通A型公头/上出线Micro-B公头，0.75米 | 9.98 | https://www.l-com.cn/usb-angled-usb-cable-straight-a-male-up-angle-micro-b-male-075m
CAA-90UMICB-2M | 直角型USB线缆，直通A型公头/上出线Micro-B公头，2米 | 12.27 | https://www.l-com.cn/usb-angled-usb-cable-straight-a-male-up-angle-micro-b-male-20m
CAA-90UMICB-5M | 直角型USB线缆，直通A型公头/上出线Micro-B公头，5米 | 15.83 | https://www.l-com.cn/usb-angled-usb-cable-straight-a-male-up-angle-micro-b-male-50m
CAA910MF | SCSI适配器，CN50公头/HPDB50母头 | 20.61 | https://www.l-com.cn/firewire-din-scsi-sata-scsi-adapter-cn50-male-hpdb50-female
CAABLK-90DB-05M | 直角型USB线缆，直通A型公头/下出线B型公头，黑，0.5米 | 13.9983 | https://www.l-com.cn/usb-right-angle-usb-cable-straight-a-male-down-angle-b-male-black-05m
CAABLK-90DB-5M | 直角型USB线缆，直通A型公头/下出线B型公头，黑，5米 | 57.32 | https://www.l-com.cn/usb-right-angle-usb-cable-straight-a-male-down-angle-b-male-black-50m
CAABLK-90RB-2M | 直角型USB线缆，直通A型公头/右出线B型公头，黑，2米 | 13.245 | https://www.l-com.cn/usb-right-angle-usb-cable-straight-a-male-right-angle-b-male-black-20m
CAABLK-90RB-5M | 直角型USB线缆，直通A型公头/右出线B型公头，黑，5米 | 19.3863 | https://www.l-com.cn/usb-right-angle-usb-cable-straight-a-male-right-angle-b-male-black-50m
CAABLK-90UB-03M | 直角型USB线缆，直通A型公头/上出线B型公头，黑，0.3米 | 9.17 | https://www.l-com.cn/usb-right-angle-usb-cable-straight-a-male-up-angle-b-male-black-03m
CA-AISG6MFM01 | 6芯RET/AISG控制线缆组件，1米（3.28英尺） | 259.81 | https://www.l-com.cn/wireless-antenna-ret-aisg-6-conductor-control-cable-assembly-1m-328ft
CABLK90DA-B-03M | 直角型USB线缆，下出线A型公头/直通B型公头，黑，0.3米 | 52.19 | https://www.l-com.cn/usb-right-angle-usb-cable-down-angle-a-male-straight-b-male-black-03m
CABLK90DA-B-1M | 直角型USB线缆，下出线A型公头/直通B型公头，黑，1米 | 25.96 | https://www.l-com.cn/usb-right-angle-usb-cable-down-angle-a-male-straight-b-male-black-10m
CABLK90DA-B-3M | 直角型USB线缆，下出线A型公头/直通B型公头，黑，3米 | 73.84 | https://www.l-com.cn/usb-right-angle-usb-cable-down-angle-a-male-straight-b-male-black-30m
CABLK90DA-B-5M | 直角型USB线缆，下出线A型公头/直通B型公头，黑，5米 | 60.11 | https://www.l-com.cn/usb-right-angle-usb-cable-down-angle-a-male-straight-b-male-black-50m
CABLK90DA-DB-03M | 直角型USB线缆，下出线A型公头/下出线B型公头，黑，0.3米 | 11.6 | https://www.l-com.cn/usb-right-angle-usb-cable-down-angle-a-male-down-angle-b-male-black-03m
CABLK90DA-DB-05M | 直角型USB线缆，下出线A型公头/下出线B型公头，黑，0.5米 | 12.11 | https://www.l-com.cn/usb-right-angle-usb-cable-down-angle-a-male-down-angle-b-male-black-05m
CABLK90DA-DB-1M | 直角型USB线缆，下出线A型公头/下出线B型公头，黑，1米 | 66.66 | https://www.l-com.cn/usb-right-angle-usb-cable-down-angle-a-male-down-angle-b-male-black-10m
CABLK90DA-DB-2M | 直角型USB线缆，下出线A型公头/下出线B型公头，黑，2米 | 15.54 | https://www.l-com.cn/usb-right-angle-usb-cable-down-angle-a-male-down-angle-b-male-black-20m
CABLK90DA-DB-3M | 直角型USB线缆，下出线A型公头/下出线B型公头，黑，3米 | 69.81 | https://www.l-com.cn/usb-right-angle-usb-cable-down-angle-a-male-down-angle-b-male-black-30m
CABLK90LA-B-03M | 直角型USB线缆，左出线A型公头/直通B型公头，黑，0.3米 | 10.06 | https://www.l-com.cn/usb-right-angle-usb-cable-left-angle-a-male-straight-b-male-black-03m
CABLK90LA-B-05M | 直角型USB线缆，左出线A型公头/直通B型公头，黑，0.5米 | 10.12 | https://www.l-com.cn/usb-right-angle-usb-cable-left-angle-a-male-straight-b-male-black-05m
CABLK90LA-B-1M | 直角型USB线缆，左出线A型公头/直通B型公头，黑，1米 | 13.4 | https://www.l-com.cn/usb-right-angle-usb-cable-left-angle-a-male-straight-b-male-black-10m
CABLK90LA-B-2M | 直角型USB线缆，左出线A型公头/直通B型公头，黑，2米 | 12.07 | https://www.l-com.cn/usb-right-angle-usb-cable-left-angle-a-male-straight-b-male-black-20m
CABLK90LA-B-3M | 直角型USB线缆，左出线A型公头/直通B型公头，黑，3米 | 58.34 | https://www.l-com.cn/usb-right-angle-usb-cable-left-angle-a-male-straight-b-male-black-30m
CABLK90LA-B-5M | 直角型USB线缆，左出线A型公头/直通B型公头，黑，5米 | 20.83 | https://www.l-com.cn/usb-right-angle-usb-cable-left-angle-a-male-straight-b-male-black-50m
CABLK90LA-RB-03M | 直角型USB线缆，左出线A型公头/右出线B型公头，黑，0.3米 | 11.68 | https://www.l-com.cn/usb-right-angle-usb-cable-left-angle-a-male-right-angle-b-male-black-03m
CABLK90LA-RB-2M | 直角型USB线缆，左出线A型公头/右出线B型公头，黑，2米 | 17.08 | https://www.l-com.cn/usb-right-angle-usb-cable-left-angle-a-male-right-angle-b-male-black-20m
CABLK90LA-RB-3M | 直角型USB线缆，左出线A型公头/右出线B型公头，黑，3米 | 72.27 | https://www.l-com.cn/usb-right-angle-usb-cable-left-angle-a-male-right-angle-b-male-black-30m
CABLK90RA-B-05M | 直角型USB线缆，右出线A型公头/直通B型公头，黑，0.5米 | 14.04 | https://www.l-com.cn/usb-right-angle-usb-cable-right-angle-a-male-straight-b-male-black-05m
CABLK90RA-B-1M | 直角型USB线缆，右出线A型公头/直通B型公头，黑，1米 | 14.1988 | https://www.l-com.cn/usb-right-angle-usb-cable-right-angle-a-male-straight-b-male-black-10m
CABLK90RA-B-2M | 直角型USB线缆，右出线A型公头/直通B型公头，黑，2米 | 13.69 | https://www.l-com.cn/usb-right-angle-usb-cable-right-angle-a-male-straight-b-male-black-20m
CABLK90RA-B-3M | 直角型USB线缆，右出线A型公头/直通B型公头，黑，3米 | 17.5 | https://www.l-com.cn/usb-right-angle-usb-cable-right-angle-a-male-straight-b-male-black-30m
CABLK90RA-LB-03M | 直角型USB线缆，右出线A型公头/左出线B型公头，黑，0.3米 | 63.32 | https://www.l-com.cn/usb-right-angle-usb-cable-right-angle-a-male-left-angle-b-male-black-03m
CABLK90RA-LB-05M | 直角型USB线缆，右出线A型公头/左出线B型公头，黑，0.5米 | 9.94 | https://www.l-com.cn/usb-right-angle-usb-cable-right-angle-a-male-left-angle-b-male-black-05m
CABLK90RA-LB-1M | 直角型USB线缆，右出线A型公头/左出线B型公头，黑，1米 | 14.14 | https://www.l-com.cn/usb-right-angle-usb-cable-right-angle-a-male-left-angle-b-male-black-10m
CABLK90RA-LB-2M | 直角型USB线缆，右出线A型公头/左出线B型公头，黑，2米 | 17.08 | https://www.l-com.cn/usb-right-angle-usb-cable-right-angle-a-male-left-angle-b-male-black-20m
CABLK90RA-LB-3M | 直角型USB线缆，右出线A型公头/左出线B型公头，黑，3米 | 68.06 | https://www.l-com.cn/usb-right-angle-usb-cable-right-angle-a-male-left-angle-b-male-black-30m
CABLK90UA-B-05M | 直角型USB线缆，上出线A型公头/直通B型公头，黑，0.5米 | 18.07 | https://www.l-com.cn/usb-right-angle-usb-cable-up-angle-a-male-straight-b-male-black-05m
CABLK90UA-B-1M | 直角型USB线缆，上出线A型公头/直通B型公头，黑，1米 | 65.73 | https://www.l-com.cn/usb-right-angle-usb-cable-up-angle-a-male-straight-b-male-black-10m
CABLK90UA-B-2M | 直角型USB线缆，上出线A型公头/直通B型公头，黑，2米 | 25.3 | https://www.l-com.cn/usb-right-angle-usb-cable-up-angle-a-male-straight-b-male-black-20m
CABLK90UA-B-3M | 直角型USB线缆，上出线A型公头/直通B型公头，黑，3米 | 69.7 | https://www.l-com.cn/usb-right-angle-usb-cable-up-angle-a-male-straight-b-male-black-30m
CABLK90UA-B-5M | 直角型USB线缆，上出线A型公头/直通B型公头，黑，5米 | 30.84 | https://www.l-com.cn/usb-right-angle-usb-cable-up-angle-a-male-straight-b-male-black-50m
CABLK90UA-UB-05M | 直角型USB线缆，上出线A型公头/上出线B型公头，黑，0.5米 | 63.48 | https://www.l-com.cn/usb-right-angle-usb-cable-up-angle-a-male-up-angle-b-male-black-05m
CABLK90UA-UB-1M | 直角型USB线缆，上出线A型公头/上出线B型公头，黑，1米 | 64.7 | https://www.l-com.cn/usb-right-angle-usb-cable-up-angle-a-male-up-angle-b-male-black-10m
CABLK90UA-UB-2M | 直角型USB线缆，上出线A型公头/上出线B型公头，黑，2米 | 66.42 | https://www.l-com.cn/usb-right-angle-usb-cable-up-angle-a-male-up-angle-b-male-black-20m
CA-BMRBMA004 | 195系列短引线，直角型BNC公头/直通型BNC公头，4英尺（1.2米） | 32.765 | https://www.l-com.cn/coaxial-bnc-male-right-angle-to-bnc-male-straight-pigtail-4-ft-195-series
CA-DMDFH015 | 超柔400系列线缆组件，7/16 DIN公头/7/16 DIN母头，15英尺（4.6米） | 305.4744 | https://www.l-com.cn/coaxial-7-16-din-male-to-7-16-din-female-400-ultra-flex-series-assembly-150-ft
CA-DMDMF005 | 400系列线缆组件，7/16 DIN公头/7/16 DIN公头，5英尺（1.5米） | 238.1544 | https://www.l-com.cn/coaxial-7-16-din-male-to-7-16-din-male-400-series-assembly-5-ft
CA-DMDMH002 | 超柔400系列线缆组件，7/16 DIN公头/7/16 DIN公头，2英尺（0.6米） | 213.2856 | https://www.l-com.cn/coaxial-7-16-din-male-to-7-16-din-male-400-ultra-flex-series-assembly-20-ft
CA-DMDMH005 | 超柔400系列线缆组件，7/16 DIN公头/7/16 DIN公头，5英尺（1.5米） | 227.4624 | https://www.l-com.cn/coaxial-7-16-din-male-to-7-16-din-male-400-ultra-flex-series-assembly-50-ft
CA-DMNFF015 | 400系列线缆组件，7/16 DIN公头/N型母头，15英尺（4.6米） | 195.8616 | https://www.l-com.cn/coaxial-7-16-din-male-to-type-n-female-400-series-assembly-15-ft
CA-DMNMF010 | 400系列线缆组件，7/16 DIN公头/N型公头，10英尺（3米） | 175.7448 | https://www.l-com.cn/coaxial-7-16-din-male-to-type-n-male-400-series-assembly-10-ft
CA-DMNMF015 | 400系列线缆组件，7/16 DIN公头/N型公头，15英尺（4.6米） | 159.6899 | https://www.l-com.cn/coaxial-7-16-din-male-to-type-n-male-400-series-assembly-15-ft
CA-DMNMH025 | 超柔400系列线缆组件，7/16 DIN公头/N型公头，25英尺（7.6米） | 276.408 | https://www.l-com.cn/coaxial-7-16-din-male-to-type-n-male-400-ultra-flex-series-assembly-250-ft
CAESA-05M | eSATA线缆组件，0.5m | 12.1176 | https://www.l-com.cn/firewire-din-scsi-sata-esata-cable-assembly-05m
CAESA-1M | eSATA线缆组件，1.0m | 10.1653 | https://www.l-com.cn/firewire-din-scsi-sata-esata-cable-assembly-10m
CAESA2-05M | eSATA转SATA II自锁线缆组件，0.5m | 10.5054 | https://www.l-com.cn/firewire-din-scsi-sata-esata-to-sata-ii-latching-cable-assembly-05m
CAESA2-1M | eSATA转SATA II自锁线缆组件，1.0m | 13.3848 | https://www.l-com.cn/firewire-din-scsi-sata-esata-to-sata-ii-latching-cable-assembly-10m
CAESA2-2M | eSATA转SATA II自锁线缆组件，2.0m | 13.21 | https://www.l-com.cn/firewire-din-scsi-sata-esata-to-sata-ii-latching-cable-assembly-20m
CAESA-2M | eSATA线缆组件，2.0m | 15.48 | https://www.l-com.cn/firewire-din-scsi-sata-esata-cable-assembly-20m
CAF900MM-05M | SCSI-3线缆，HPDB68公头/公头，带磁环，0.5m | 91.69 | https://www.l-com.cn/firewire-din-scsi-sata-scsi-3-cable-hpdb68-m-m-w-ferrites-05m
CAF900MM-1M | SCSI-3线缆，HPDB68公头/公头，带磁环，1.0m | 86.27 | https://www.l-com.cn/firewire-din-scsi-sata-scsi-3-cable-hpdb68-male-male-w-ferrites-10m
CAF900MM-2M | SCSI-3线缆，HPDB68公头/公头，带磁环，2.0m | 106.19 | https://www.l-com.cn/firewire-din-scsi-sata-scsi-3-cable-hpdb68-male-male-w-ferrites-20m
CA-NMNFA002 | 195-系列引线, N型公头 / N型母头, 2.0 ft/0.6 m | 15.68 | https://www.l-com.cn/coaxial-n-male-to-n-female-pigtail-2-ft-195-series
CA-NMNFA004 | 195-系列引线, N型公头 / N型母头, 4.0 ft/1.2 m | 18.365 | https://www.l-com.cn/coaxial-n-male-to-n-female-pigtail-4-ft-195-series
CA-NMNFE002 | 200系列线缆组件，N型公头/N型母头，2英尺（0.6米） | 27.7 | https://www.l-com.cn/coaxial-n-male-to-n-female-200-series-assembly-20-ft
CA-NMNFE004 | 200系列线缆组件，N型公头/N型母头，4英尺（1.2米） | 73.6358 | https://www.l-com.cn/coaxial-n-male-to-n-female-200-series-assembly-40-ft
CA-NMNFH002 | 超柔400系列线缆组件，N型公头/N型母头，2英尺（0.6米） | 89.2 | https://www.l-com.cn/coaxial-n-male-to-n-female-400-ultra-flex-series-assembly-20-ft
CA-NMNFH005 | 400超柔系列线缆, N型公头 / N型母头,5.0 ft/1.5 m | 65.7937 | https://www.l-com.cn/coaxial-n-male-to-n-female-400-ultra-flex-series-assembly-50-ft
CA-NMNFH010 | 400超柔系列线缆, N型公头 / N型母头,10.0 ft/3.0 m | 102.292 | https://www.l-com.cn/coaxial-n-male-to-n-female-400-ultra-flex-series-assembly-100-ft
CA-NMNFH015 | 400超柔系列线缆, N型公头 / N型母头,15.0 ft/4.5 m | 126.46 | https://www.l-com.cn/coaxial-n-male-to-n-female-400-ultra-flex-series-assembly-150-ft
CA-NMNFT002 | 240系列线缆组件，N型公头/N型母头，2英尺（0.6米） | 19.37 | https://www.l-com.cn/coaxial-n-male-to-n-female-240-series-assembly-20-ft
CA-NMNMA004 | 195-系列引线 , N 型公头 / N 型公头 , 4.0 ft / 1.2 m | 17.41 | https://www.l-com.cn/coaxial-n-male-to-n-male-pigtail-4-ft-195-series
CA-NMNME002 | 200-系列线缆 , N型公头 / N型公头, 2.0 ft/0.6 m | 23.52 | https://www.l-com.cn/coaxial-n-male-to-n-male-200-series-assembly-20-ft
CA-NMNME004 | 200-系列引线 , N 型公头 / N 型公头 , 4.0 ft / 1.2 m | 20.17 | https://www.l-com.cn/coaxial-n-male-to-n-male-200-series-assembly-40-ft
CA-NMNME010 | 200-系列引线 , N 型公头 / N 型公头 , 10.0 ft / 3 m | 43.0514 | https://www.l-com.cn/coaxial-n-male-to-n-male-200-series-assembly-100-ft
CA-NMNMH002 | 超柔400系列线缆组件，N型公头/N型公头，2英尺（0.6米） | 48.8113 | https://www.l-com.cn/coaxial-n-male-to-n-male-400-ultra-flex-series-assembly-20-ft
CA-NMNMH005 | 400超柔系列线缆, N 型公头 / N 型公头,5.0 ft/1.5 m | 51.285 | https://www.l-com.cn/coaxial-n-male-to-n-male-400-ultra-flex-series-assembly-50-ft
CA-NMNMH100 | 400超柔系列线缆 , N 型公头 / N 型公头 , 100.0 ft / 30.5 m | 447.45 | https://www.l-com.cn/coaxial-n-male-to-n-male-400-ultra-flex-series-assembly-1000-ft
CA-NMNMH125 | 超柔400系列线缆组件，N型公头/N型公头，125英尺（38.1米） | 1096.42 | https://www.l-com.cn/coaxial-n-male-to-n-male-400-ultra-flex-series-assembly-1250-ft
CA-NMNMT004 | 240-系列线缆 , N 型公头 / N 型公头 , 4.0 ft / 1.2 m | 23.43 | https://www.l-com.cn/coaxial-n-male-to-n-male-240-series-assembly-40-ft
CA-NMNMT010 | 240-系列线缆 , N 型公头 / N 型公头 , 10.0 ft / 3 .0 m | 33.58 | https://www.l-com.cn/coaxial-n-male-to-n-male-240-series-assembly-100-ft
CA-NMNMT020 | 240-系列线缆 , N 型公头 / N 型公头 , 20.0 ft / 6.1 m | 46.19 | https://www.l-com.cn/coaxial-n-male-to-n-male-240-series-assembly-200-ft
CA-NMRNMA004 | 195-系列引线 , 直角式N 型公头 / N 型公头 , 4.0 ft / 1.2 m | 64.581 | https://www.l-com.cn/coaxial-n-male-right-angle-to-n-male-pigtail-4-ft-195-series
CA-NMRNMA020 | 195-系列引线 , 直角式N 型公头 / N 型公头 , 20.0 ft / 6.1m | 60.84 | https://www.l-com.cn/coaxial-n-male-right-angle-to-n-male-pigtail-20-ft-195-series
CA-NMRNMF002 | 400系列线缆组件，直角N型公头/N型公头，2英尺（0.6米） | 73.14 | https://www.l-com.cn/coaxial-n-male-right-angle-to-n-male-400-series-assembly-2-ft
CA-NMRNMF010 | 400系列线缆组件，直角N型公头/N型公头，10英尺（3米） | 60.847 | https://www.l-com.cn/coaxial-n-male-right-angle-to-n-male-400-series-assembly-10-ft
CA-NMRRSJA002 | 195系列短引线，反极性SMA插座/直角N型公头，2英尺（0.6米） | 34.705 | https://www.l-com.cn/coaxial-rp-sma-jack-to-n-male-right-angle-pigtail-2-ft-195-series
CA-NMRRSJA004 | 195系列短引线，反极性SMA插座/直角N型公头，4英尺（1.2米） | 120.1147 | https://www.l-com.cn/coaxial-rp-sma-jack-to-n-male-right-angle-pigtail-4-ft-195-series
CA-NMRRSPA002 | 195-系列引线 , 直角式N 型公头 / 反极性 SMA 插头 , 2.0 ft / 0.6 m | 70.61 | https://www.l-com.cn/coaxial-n-male-right-angle-to-rp-sma-plug-pigtail-2-ft-195-series
CA-NMRRSPA010 | 195-系列引线 , 直角式N 型公头 / 反极性 SMA 插头 , 10.0 ft / 3 m | 146.9952 | https://www.l-com.cn/coaxial-n-male-right-angle-to-rp-sma-plug-pigtail-10-ft-195-series
CA-NMRSMA004 | 195-系列引线 , 直角式N 型公头 / SMA 公头 , 4.0 ft / 1.2 m | 34.28 | https://www.l-com.cn/coaxial-sma-male-to-n-male-right-angle-pigtail-4-ft-195-series
CA-NMRSMA010 | 195-系列引线 , 直角式N 型公头 / SMA 公头 , 10.0 ft / 3.0 m | 50.76 | https://www.l-com.cn/coaxial-sma-male-to-n-male-right-angle-pigtail-10-ft-195-series
CA-NMRSMA020 | 195-系列引线 , 直角式N 型公头 / SMA 公头 , 20.0 ft / 6.1 m | 227 | https://www.l-com.cn/coaxial-sma-male-to-n-male-right-angle-pigtail-20-ft-195-series
CA-NMRSPH005 | 超柔400系列线缆组件，N型公头/反极性SMA插头，5英尺（1.5米） | 109.22 | https://www.l-com.cn/coaxial-n-male-to-rp-sma-plug-400-ultra-flex-series-assembly-50-ft
CA-NMRTPH015 | 超柔400系列线缆组件，N型公头/反极性TNC插头，15英尺（4.6米） | 120.5833 | https://www.l-com.cn/coaxial-n-male-to-rp-tnc-plug-400-ultra-flex-series-assembly-150-ft
CAP1394-6P | IEEE-1394 1型插座用火线保护盖，10/袋 | 14.64 | https://www.l-com.cn/firewire-din-scsi-sata-ieee-1394-firewire-protective-cover-for-type-1-jacks-pkg-10
CAPSATA | SATA电脑/连接器端口用保护盖，10/袋 | 4.31 | https://www.l-com.cn/firewire-din-scsi-sata-protective-cover-for-sata-computer-connector-ports-pkg-10
CA-QPQPA004 | 195系列短引线，QMA插头/QMA插头，4英尺（1.2米） | 68.9267 | https://www.l-com.cn/coaxial-qma-plug-to-qma-plug-pigtail-4-ft-195-series
CA-QPSMA020 | 195系列短引线，QMA插头/SMA公头，20英尺（6.1米） | 105 | https://www.l-com.cn/coaxial-qma-plug-to-sma-male-pigtail-20-ft-195-series
CA-RBPNFBA002 | 195系列短引线，反极性BNC插头/穿壁式N型母头，2英尺（0.6米） | 55.7111 | https://www.l-com.cn/coaxial-rp-bnc-plug-to-n-female-bulkhead-pigtail-2-ft-195-series
CA-RBPNMA002 | 195系列短引线，反极性BNC插头/N型公头，2英尺（0.6米） | 12.8353 | https://www.l-com.cn/coaxial-rp-bnc-plug-to-n-male-pigtail-2-ft-195-series
CA-RG401-FOOT | 阻燃级RG401低PIM同轴线缆，以英尺为单位 | 11.088 | https://www.l-com.cn/coaxial-plenum-rated-low-pim-rg401-coaxial-cable-by-the-foot
CA-RG402-FOOT | 阻燃级RG402低PIM同轴线缆，以英尺为单位 | 3.6432 | https://www.l-com.cn/coaxial-plenum-rated-low-pim-rg402-coaxial-cable-by-the-foot
CA-RSPNFA002 | 195-系列引线, 反极性SMA插头 / N型母头, 2.0 ft/0.6 m | 12.16 | https://www.l-com.cn/coaxial-rp-sma-plug-to-n-female-pigtail-2-ft-195-series
CA-RSPNFA010 | 195-系列引线, 反极性SMA插头 / N型母头,10.0 ft/3.0 m | 20.45 | https://www.l-com.cn/coaxial-rp-sma-plug-to-n-female-pigtail-10-ft-195-series
CA-RSPNFA020 | 195-系列引线, 反极性SMA插头 / N型母头, 20.0 ft/6.0 m | 27.12 | https://www.l-com.cn/coaxial-rp-sma-plug-to-n-female-pigtail-20-ft-195-series
CA-RSPNFBA004 | 195-系列引线, 反极性SMA插头 / N型穿壁式母头, 4.0 ft/1.2 m | 25.071 | https://www.l-com.cn/coaxial-rp-sma-plug-to-n-female-bulkhead-pigtail-4-ft-195-series
CA-RSPNMA002 | 195-系列引线, 反极性 SMA 插头 / N 型公头 , 2.0 ft / 0.6 m | 19.18 | https://www.l-com.cn/coaxial-rp-sma-plug-to-n-male-pigtail-2-ft-195-series
CA-RSPNMA020 | 195-系列引线, 反极性 SMA 插头 / N 型公头 , 20.0 ft / 6.1 m | 28.66 | https://www.l-com.cn/coaxial-rp-sma-plug-to-n-male-pigtail-20-ft-195-series
CA-RSPNMB001 | 195-系列引线, 反极性SMA插头 / N型公头,1.0 ft/0.3 m, 白色 | 12.48 | https://www.l-com.cn/coaxial-rp-sma-plug-to-n-male-white-pigtail-1-ft-195-series
CA-RSPNMB004 | 195-系列引线, 反极性SMA插头 / N型公头,4.0 ft / 1.2 m, 白色 | 28.9175 | https://www.l-com.cn/coaxial-rp-sma-plug-to-n-male-white-pigtail-4-ft-195-series
CA-RSPNMB010 | 195-系列引线, 反极性SMA插头 / N型公头,10.0 ft / 3.0 m, 白色 | 20.9091 | https://www.l-com.cn/coaxial-rp-sma-plug-to-n-male-white-pigtail-10-ft-195-series
CA-RSPNME004 | 200-系列线缆, 反极性 SMA 插头 / N 型公头 , 4.0 ft / 1.2 m | 21.7272 | https://www.l-com.cn/coaxial-rp-sma-plug-to-n-male-200-series-assembly-40-ft
CA-RSPNME010 | 200-系列线缆, 反极性 SMA 插头 / N 型公头 , 10.0 ft / 3 m | 58.59 | https://www.l-com.cn/coaxial-rp-sma-plug-to-n-male-200-series-assembly-100-ft
CA-RSPRSJA002 | 195-系列引线, 反极性 SMA 插头 / 反极性 SMA 插座 , 2.0 ft / 0.6 m | 11.56 | https://www.l-com.cn/coaxial-rp-sma-plug-to-rp-sma-jack-pigtail-2-ft-195-series
CA-RSPRSJA010 | 195-系列引线, 反极性 SMA 插头 / 反极性 SMA 插座 , 10.0 ft / 3.0 m | 18.2933 | https://www.l-com.cn/coaxial-rp-sma-plug-to-rp-sma-jack-pigtail-10-ft-195-series
CA-RSPRSJBCN19 | 100-系列引线, 反极性SMA插头 / 穿壁式反极性SMA插座, 19.0inin/48.3 cm | 28.81 | https://www.l-com.cn/coaxial-rp-sma-plug-to-rp-sma-jack-bulkhead-pigtail-19-100-series
CA-RTPNMA002 | 195-系列引线, 反极性TNC插头 / N型公头，2.0 ft/0.6 m | 13.5161 | https://www.l-com.cn/coaxial-rp-tnc-plug-to-n-male-pigtail-2-ft-195-series
CA-RTPNMA004 | 195-系列引线, 反极性TNC插头 / N型公头，4.0 ft/1.2 m | 15.07 | https://www.l-com.cn/coaxial-rp-tnc-plug-to-n-male-pigtail-4-ft-195-series
CA-RTPNMA010 | 195-系列引线, 反极性TNC插头 / N型公头，10.0 ft/3.0 m | 19.5 | https://www.l-com.cn/coaxial-rp-tnc-plug-to-n-male-pigtail-10-ft-195-series
CA-RTPNMT010 | 240系列线缆组件，反极性TNC插头/N型公头，10英尺（3米） | 40.6781 | https://www.l-com.cn/coaxial-rp-tnc-plug-to-n-male-240-series-assembly-100-ft
CA-RTPRTJA004 | 195系列短引线，反极性TNC插头/反极性TNC插座，4英尺（1.2米） | 12.53 | https://www.l-com.cn/coaxial-rp-tnc-plug-to-rp-tnc-jack-pigtail-4-ft-195-series
CASATA-1M | SATA线缆，直式/直式，1.0m | 6.3343 | https://www.l-com.cn/firewire-din-scsi-sata-sata-cable-straight-straight-10m
CASATAEXT-12 | SATA延长线缆，公头/母头，12.0in/30.5cm | 6.6 | https://www.l-com.cn/firewire-din-scsi-sata-sata-extension-cable-12
CASATAL-16 | 自锁SATA线缆，直式/直式，16.0in/40.6cm | 5.8391 | https://www.l-com.cn/firewire-din-scsi-sata-latching-sata-cable-straight-straight-16
CASATAL-24 | 自锁SATA线缆，直式/直式，24.0in/61.0cm | 10.9586 | https://www.l-com.cn/firewire-din-scsi-sata-latching-sata-cable-straight-straight-24
CASATAR-05M | SATA线缆，直式/直角式，0.5m | 3.61 | https://www.l-com.cn/firewire-din-scsi-sata-sata-cable-straight-right-angle-05m
CASATAR-1M | SATA线缆，直式/直角式，1.0m | 6.6069 | https://www.l-com.cn/firewire-din-scsi-sata-sata-cable-straight-right-angle-10m
CASATARL-12 | 自锁SATA线缆，直式/直角式，12.0in/30.5cm | 7.8068 | https://www.l-com.cn/firewire-din-scsi-sata-latching-sata-cable-straight-right-angle-12
CASATARL-16 | 自锁SATA线缆，直式/直角式，16.0in/40.6cm | 5.6232 | https://www.l-com.cn/firewire-din-scsi-sata-latching-sata-cable-straight-right-angle-16
CASATARL-24 | 自锁SATA线缆，直式/直角式，24.0in/61.0cm | 7.509 | https://www.l-com.cn/firewire-din-scsi-sata-latching-sata-cable-straight-right-angle-24
CASATARL-36 | 自锁SATA线缆，直式/直角式，36.0in/91.4cm | 7.92 | https://www.l-com.cn/firewire-din-scsi-sata-latching-sata-cable-straight-right-angle-36
CASATARL-8 | 自锁SATA线缆，直式/直角式，8.0in/20.3cm | 4.8501 | https://www.l-com.cn/firewire-din-scsi-sata-latching-sata-cable-straight-right-angle-8
CA-SBPSBPRCN18 | 100系列短引线，SMB插头/直角型SMB插头，18英寸（45.7厘米） | 36.0448 | https://www.l-com.cn/coaxial-smb-plug-to-smb-plug-right-angle-pigtail-18-100-series
CA-SMNFA002 | 195-系列引线, SMA 公头 / N 型母头 , 2.0 ft / 0.6 m | 13.805 | https://www.l-com.cn/coaxial-sma-male-to-n-female-pigtail-2-ft-195-series
CA-SMNFA010 | 195-系列引线, SMA 公头 / N 型母头 , 10.0 ft / 3.0 m | 25.93 | https://www.l-com.cn/coaxial-sma-male-to-n-female-pigtail-10-ft-195-series
CA-SMNFBA002 | 195-系列引线, SMA 公头 / N 型穿壁式母头 , 2.0 ft / 0.6 m | 64.6433 | https://www.l-com.cn/coaxial-sma-male-to-n-female-bulkhead-pigtail-2-ft-195-series
CA-SMNFBA004 | 195-系列引线, SMA 公头 / N 型穿壁式母头 , 4.0 ft / 1.2 m | 27.9906 | https://www.l-com.cn/coaxial-sma-male-to-n-female-bulkhead-pigtail-4-ft-195-series
CA-SMNFBA010 | 195-系列引线, SMA 公头 / N 型穿壁式母头 , 10.0 ft / 3.0 m | 38.0578 | https://www.l-com.cn/coaxial-sma-male-to-n-female-bulkhead-pigtail-10-ft-195-series
CA-SMNMA010 | 195-系列引线, SMA 公头 / N 型公头 , 10.0 ft / 3.0m | 38.625 | https://www.l-com.cn/coaxial-sma-male-to-n-male-pigtail-10-ft-195-series
CA-SMNMT002 | 240系列线缆组件，SMA公头/N型公头，2英尺（0.6米） | 18.2177 | https://www.l-com.cn/coaxial-sma-male-to-n-male-240-series-assembly-20-ft
CA-SMNMT004 | 240系列线缆组件，SMA公头/N型公头，4英尺（1.2米） | 20.0668 | https://www.l-com.cn/coaxial-sma-male-to-n-male-240-series-assembly-40-ft
CA-SMNMT010 | 240系列线缆组件，SMA公头/N型公头，10英尺（3米） | 34.3278 | https://www.l-com.cn/coaxial-sma-male-to-n-male-240-series-assembly-100-ft
CA-SMNMT020 | 240系列线缆组件，SMA公头/N型公头，20英尺（6.1米） | 41.64 | https://www.l-com.cn/coaxial-sma-male-to-n-male-240-series-assembly-200-ft
CA-SMRNFBA002 | 195-系列引线, 直角型SMA 公头 / N 型母头穿壁式 , 2.0 ft / 0.6 m | 21.09 | https://www.l-com.cn/coaxial-sma-male-right-angle-to-n-female-bulkhead-pigtail-2-ft-195-series
CA-SMRNMA002 | 195-系列引线, 直角型SMA 公头 / N 型公头 , 2.0 ft / 0.6 m | 14.43 | https://www.l-com.cn/coaxial-sma-male-right-angle-to-n-male-pigtail-2-ft-195-series
CA-SMRNMA004 | 195-系列引线, 直角型SMA 公头 / N 型公头 , 4.0 ft / 1.2 m | 15.94 | https://www.l-com.cn/coaxial-sma-male-right-angle-to-n-male-pigtail-4-ft-195-series
CASSA-18 | 超薄SATA线缆组件，配带电源和数据连接器，18.0in/45.7cm | 18.4714 | https://www.l-com.cn/firewire-din-scsi-sata-slimline-sata-cable-assembly-w-power-data-connectors-18
CASSA-8 | 超薄SATA线缆组件，配带电源和数据连接器，8.0in/20.3cm | 11.6776 | https://www.l-com.cn/firewire-din-scsi-sata-slimline-sata-cable-assembly-w-power-data-connectors-8
CA-SSMNFAN06 | 195系列短引线，带防护罩SMA公头/N型母头，6英寸（15.2厘米） | 38.2433 | https://www.l-com.cn/coaxial-shrouded-sma-male-to-n-female-pigtail-6-195-series
CA-SSMNMA002 | 195系列短引线，带防护罩SMA公头/N型公头，2英尺（0.6米） | 44.62 | https://www.l-com.cn/coaxial-shrouded-sma-male-to-n-male-pigtail-2-ft-195-series
CA-SSMNMAN06 | 195系列短引线，带防护罩SMA公头/N型公头，6英寸（15.2厘米） | 73.41 | https://www.l-com.cn/coaxial-shrouded-sma-male-to-n-male-pigtail-6-195-series
CA-TMNMA004 | 195-系列引线, TNC 公头 / N 型公头 , 4.0 ft / 1.2 m | 16.8786 | https://www.l-com.cn/coaxial-tnc-male-to-n-male-pigtail-4-ft-195-series
CA-TRBP-P015 | M17/176-00002线缆组件,TRB插头 / TRB插头,15.0 ft/4.5 m | 367.19 | https://www.l-com.cn/coaxial-trb-plug-to-plug-m17-176-00002-assembly-150-ft
CATX-PS2 | CATx系列PS2接口计算机接入模块 | 520.7114 | https://www.l-com.cn/audio-video-catx-ps2-computer-access-module
CATX-USB | CATx系列USB接口计算机接入模块 | 519.089 | https://www.l-com.cn/audio-video-catx-usb-computer-access-module
CAU2CA-03M | USB 2.0线缆，直通Type-C/直通A型，0.3米 | 25.3167 | https://www.l-com.cn/usb-usb-20-type-c-to-a-straight-connection-03-meter
CAU2CA-05M | USB 2.0线缆，直通Type-C/直通A型，0.5米 | 19.5258 | https://www.l-com.cn/usb-usb-20-type-c-to-a-straight-connection-05-meter
CAU2CA-1M | USB 2.0线缆，直通Type-C/直通A型，1米 | 21.0138 | https://www.l-com.cn/usb-usb-20-type-c-to-a-straight-connection-1-meter
CAU2CA-5M | USB 2.0线缆，直通Type-C/直通A型，5米 | 28.0789 | https://www.l-com.cn/usb-usb-20-type-c-to-a-straight-connection-5-meter-2
CAU2CB-03M | USB 2.0线缆，直通Type-C/直通B型，0.3米 | 61.17 | https://www.l-com.cn/usb-usb-20-type-c-to-b-straight-connection-03-meter
CAU2CB-1M | USB 2.0线缆，直通Type-C/直通B型，1米 | 30.23 | https://www.l-com.cn/usb-usb-20-type-c-to-b-straight-connection-1-meter
CAU2CC-5M | USB 2.0线缆，直通Type-C/直通Type-C，5米 | 40.85 | https://www.l-com.cn/usb-usb-20-type-c-to-c-straight-connection-5-meter
CAU2CMB5-3M | USB 2.0线缆，直通Type-C/直通Mini-B，3米 | 24.58 | https://www.l-com.cn/usb-usb-20-type-c-to-mini-b-straight-connection-3-meter
CAU2CMICB-03M | USB 2.0线缆，直通Type-C/直通Micro-B，0.3米 | 18.795 | https://www.l-com.cn/usb-usb-20-type-c-to-micro-b-straight-connection-03-meter
CAU2CMICB-05M | USB 2.0线缆，直通Type-C/直通Micro-B，0.5米 | 23.45 | https://www.l-com.cn/usb-usb-20-type-c-to-micro-b-straight-connection-05-meter
CAU2CMICB-5M | USB 2.0线缆，直通Type-C/直通Micro-B，5米 | 27.87 | https://www.l-com.cn/usb-usb-20-type-c-to-micro-b-straight-connection-5-meter
CAU31CAF-2M | USB 3.0线缆，Type-C公头/A型母头，2米 | 37.33 | https://www.l-com.cn/usb-usb-30-type-c-male-to-type-a-female-2m
CAU31CB-5M | USB 3.0线缆，直通Type-C/直通B型，5米 | 101.45 | https://www.l-com.cn/usb-usb-30-type-c-to-type-b-straight-connection-5-meter
CAU31CMICB-03M | USB 3.0线缆，直通Type-C/直通Micro-B，0.3米 | 31.8 | https://www.l-com.cn/usb-usb-30-type-c-to-type-micro-b-straight-connection-03-meter
CAU31CMICB-2M | USB 3.0线缆，直通Type-C/直通Micro-B，2米 | 36.17 | https://www.l-com.cn/usb-usb-30-type-c-to-type-micro-b-straight-connection-2-meter
CAU31CMICB-5M | USB 3.0线缆，直通Type-C/直通Micro-B，5米 | 43.63 | https://www.l-com.cn/usb-usb-30-type-c-to-type-micro-b-straight-connection-5-meter
CAU3AB-075M | USB 3.0 A - B型线缆，0.75米 | 37.41 | https://www.l-com.cn/usb-usb-30-cable-type-a-b-075m
CAU3AMICB-03M | USB 3.0 A - Micro B型线缆，0.3m | 20.77 | https://www.l-com.cn/usb-usb-30-cable-type-a-micro-b-03m
CAU3AMICB-05M | USB 3.0 A - Micro B型线缆，0.5m | 18.4067 | https://www.l-com.cn/usb-usb-30-cable-type-a-micro-b-05m
CAU3AMICB-075M | USB 3.0 A - Micro B型线缆，0.75m | 20.6836 | https://www.l-com.cn/usb-usb-30-cable-type-a-micro-b-075m
CAU3AMICB-2M | USB 3.0 A - Micro B型线缆，2.0m | 22.68 | https://www.l-com.cn/usb-usb-30-cable-type-a-micro-b-20m
CAU3DCVISAB-1M | 加固型USB3.0线缆组件，A型公头至B型公头，压铸连接器外壳，可选择配置视觉翼形螺丝，28/26/22AWG，PVC，黑，1.0米 | 117.216 | https://www.l-com.cn/ruggedized-usb-3.0-cable-assembly-a-male-b-male-die-cast-shells-optional-vision-thumbscrews-28-26-22awg-pvc-blk-1.0m-cau3dcvisab-1m
CAU3DCVISAB-2M | 加固型USB3.0线缆组件，A型公头至B型公头，压铸连接器外壳，可选择配置视觉翼形螺丝，28/26/22AWG，PVC，黑，2.0米 | 126.324 | https://www.l-com.cn/ruggedized-usb-3.0-cable-assembly-a-male-b-male-die-cast-shells-optional-vision-thumbscrews-28-26-22awg-pvc-blk-2.0m-cau3dcvisab-2m
CAU3DCVISAB-3M | 加固型USB3.0线缆组件，A型公头至B型公头，压铸连接器外壳，可选择配置视觉翼形螺丝，28/26/22AWG，PVC，黑，3.0米 | 138.6 | https://www.l-com.cn/ruggedized-usb-3.0-cable-assembly-a-male-b-male-die-cast-shells-optional-vision-thumbscrews-28-26-22awg-pvc-blk-3.0m-cau3dcvisab-3m
CAU3DCVISAC-1M | 加固型USB3.0线缆组件，A型公头至C型公头，压铸连接器外壳，可选择配置视觉翼形螺丝，28/26/22AWG，PVC，黑，1.0米 | 157.8456 | https://www.l-com.cn/ruggedized-usb-3.0-cable-assembly-a-male-c-male-die-cast-shells-optional-vision-thumbscrews-28-26-22awg-pvc-blk-1.0m-cau3dcvisac-1m
CAU3DCVISAC-2M | 加固型USB3.0线缆组件，A型公头至C型公头，压铸连接器外壳，可选择配置视觉翼形螺丝，28/26/22AWG，PVC，黑，2.0米 | 173.448 | https://www.l-com.cn/ruggedized-usb-3.0-cable-assembly-a-male-c-male-die-cast-shells-optional-vision-thumbscrews-28-26-22awg-pvc-blk-2.0m-cau3dcvisac-2m
CAU3DCVISAC-3M | 加固型USB3.0线缆组件，A型公头至C型公头，压铸连接器外壳，可选择配置视觉翼形螺丝，28/26/22AWG，PVC，黑，3.0米 | 195.9408 | https://www.l-com.cn/ruggedized-usb-3.0-cable-assembly-a-male-c-male-die-cast-shells-optional-vision-thumbscrews-28-26-22awg-pvc-blk-3.0m-cau3dcvisac-3m
CAU3DCVISAMB-1M | 加固型USB3.0线缆组件，A型公头至Micro-B公头，压铸连接器外壳，可选择配置视觉翼形螺丝，28/26/22AWG，PVC，黑，1.0米 | 123.156 | https://www.l-com.cn/ruggedized-usb-3.0-cable-assembly-a-male-micro-b-male-die-cast-shells-optional-vision-thumbscrews-28-26-22awg-pvc-blk-1.0m-cau3dcvisamb-1m
CAU3DCVISAMB-2M | 加固型USB3.0线缆组件，A型公头至Micro-B公头，压铸连接器外壳，可选择配置视觉翼形螺丝，28/26/22AWG，PVC，黑，2.0米 | 137.5704 | https://www.l-com.cn/ruggedized-usb-3.0-cable-assembly-a-male-micro-b-male-die-cast-shells-optional-vision-thumbscrews-28-26-22awg-pvc-blk-2.0m-cau3dcvisamb-2m
CAU3DCVISAMB-3M | 加固型USB3.0线缆组件，A型公头至Micro-B公头，压铸连接器外壳，可选择配置视觉翼形螺丝，28/26/22AWG，PVC，黑，3.0米 | 156.024 | https://www.l-com.cn/ruggedized-usb-3.0-cable-assembly-a-male-micro-b-male-die-cast-shells-optional-vision-thumbscrews-28-26-22awg-pvc-blk-3.0m-cau3dcvisamb-3m
CAU3HFAA-BLK-05M | 高柔性拖链级USB3.0线缆组件，A型公头/-A型公头， 28/26/22AWG，UL20276, VW-1阻燃等级PVC护套，黑色，0.5米 | 42.92 | https://www.l-com.cn/high-flex-drag-chain-usb-30-cable-assembly-type-a-male-plug-to-type-a-male-plug-28-26-22awg-20276-vw-1-pvc-black-05m
CAU3HFAB-BLK-105M | 高柔性拖链级USB3.0线缆组件，A型公头/-B型公头， 28/26/22AWG，UL20276, VW-1阻燃等级PVC护套，黑色，1.5米 | 85.08 | https://www.l-com.cn/high-flex-drag-chain-usb-30-cable-assembly-type-a-male-plug-to-type-b-male-plug-28-26-22awg-20276-vw-1-pvc-black-15m
CAU3HFAB-BLK-1M | 高柔性拖链级USB3.0线缆组件，A型公头/-B型公头， 28/26/22AWG，UL20276, VW-1阻燃等级PVC护套，黑色, 1米 | 116.175 | https://www.l-com.cn/high-flex-drag-chain-usb-30-cable-assembly-type-a-male-plug-to-type-b-male-plug-28-26-22awg-20276-vw-1-pvc-black-10m
CAU3HFAMB-BLK-05M | 高柔性拖链级USB3.0线缆组件，A型公头/-Micro B型公头， 28/26/22AWG，UL20276, VW-1阻燃等级PVC护套，黑色，0.5米 | 51.79 | https://www.l-com.cn/high-flex-drag-chain-usb-cable-assembly-type-a-male-plug-to-micro-type-b-male-plug-28-26-22awg-20276-vw-1-pvc-black-05m
CAU3HFAMB-BLK-105M | 高柔性拖链级USB3.0线缆组件，A型公头/-Micro B型公头， 28/26/22AWG，UL20276, VW-1阻燃等级PVC护套，黑色，1.5米 | 126.825 | https://www.l-com.cn/high-flex-drag-chain-usb-cable-assembly-type-a-male-plug-to-micro-type-b-male-plug-28-26-22awg-20276-vw-1-pvc-black-15m
CAU3HFAMB-BLK-2M | 高柔性拖链级USB3.0线缆组件，A型公头/-Micro B型公头， 28/26/22AWG，UL20276, VW-1阻燃等级PVC护套，黑色，2米 | 90.02 | https://www.l-com.cn/high-flex-drag-chain-usb-cable-assembly-type-a-male-plug-to-micro-type-b-male-plug-28-26-22awg-20276-vw-1-pvc-black-20m
CAU3HFAMBV-BLK-05M | 高柔性拖链级USB3.0线缆组件，A型公头/至带机器视觉翼形螺丝的Micro-B型公头， 28/26/22AWG，VW-1阻燃等级PVC护套，黑色，0.5米 | 56.66 | https://www.l-com.cn/high-flex-drag-chain-usb-cable-assembly-type-a-male-plug-to-micro-type-b-male-plug-vision-thumbscrews-28-26-22awg-vw-1-pvc-black-05m
CAU3HFAMBV-BLK-105M | 高柔性拖链级USB3.0线缆组件，A型公头/至带机器视觉翼形螺丝的Micro-B型公头， 28/26/22AWG，VW-1阻燃等级PVC护套，黑色，1.5米 | 102.95 | https://www.l-com.cn/high-flex-drag-chain-usb-cable-assembly-type-a-male-plug-to-micro-type-b-male-plug-vision-thumbscrews-28-26-22awg-vw-1-pvc-black-15m
CAU3HFAMBV-BLK-1M | 高柔性拖链级USB3.0线缆组件，A型公头/至带机器视觉翼形螺丝的Micro-B型公头， 28/26/22AWG，VW-1阻燃等级PVC护套，黑色，1米 | 86.561 | https://www.l-com.cn/high-flex-drag-chain-usb-cable-assembly-type-a-male-plug-to-micro-type-b-male-plug-vision-thumbscrews-28-26-22awg-vw-1-pvc-black-10m
CAU3HFAMBV-BLK-2M | 高柔性拖链级USB3.0线缆组件，A型公头/至带机器视觉翼形螺丝的Micro-B型公头， 28/26/22AWG，VW-1阻燃等级PVC护套，黑色，2米 | 176.16 | https://www.l-com.cn/high-flex-drag-chain-usb-cable-assembly-type-a-male-plug-to-micro-type-b-male-plug-vision-thumbscrews-28-26-22awg-vw-1-pvc-black-20m
CAU3HFAMBV-BLK-3M | 高柔性拖链级USB3.0线缆组件，A型公头/至带机器视觉翼形螺丝的Micro-B型公头， 28/26/22AWG，VW-1阻燃等级PVC护套，黑色，3米 | 217.815 | https://www.l-com.cn/high-flex-drag-chain-usb-cable-assembly-type-a-male-plug-to-micro-type-b-male-plug-vision-thumbscrews-28-26-22awg-vw-1-pvc-black-30m
CAU3HFAX-BLK-105M | 高柔性拖链级USB3.0延长线，A型公头/A型母头， 28/26/22AWG，UL20276, VW-1阻燃等级PVC护套，黑色，1.5米 | 95.03 | https://www.l-com.cn/high-flex-drag-chain-usb-30-extension-cable-assembly-type-a-male-plug-to-type-a-female-jack-28-26-22awg-20276-vw-1-pvc-black-15m
CAU3HFAX-BLK-1M | 高柔性拖链级USB3.0延长线，A型公头/A型母头， 28/26/22AWG，UL20276, VW-1阻燃等级PVC护套，黑色，1米 | 112.4213 | https://www.l-com.cn/high-flex-drag-chain-usb-30-extension-cable-assembly-type-a-male-plug-to-type-a-female-jack-28-26-22awg-20276-vw-1-pvc-black-10m
CAU3VISHFAMB-1M | 高柔性USB3.0线缆组件，A型公头至Micro-B公头带机器视觉翼形螺丝，28/26/22AWG，高柔性级TPE护套，紫，1.0米 | 159.192 | https://www.l-com.cn/high-flex-usb-3.0-cable-assembly-a-male-micro-b-male-machine-vision-thumbscrews-28-26-22awg-high-flex-rated-tpe-violet-1.0m-cau3vishfamb-1m
CAU3VISHFAMB-2M | 高柔性USB3.0线缆组件，A型公头至Micro-B公头带机器视觉翼形螺丝，28/26/22AWG，高柔性级TPE护套，紫，2.0米 | 203.544 | https://www.l-com.cn/high-flex-usb-3.0-cable-assembly-a-male-micro-b-male-machine-vision-thumbscrews-28-26-22awg-high-flex-rated-tpe-violet-2.0m-cau3vishfamb-2m
CAU3VISHFAMB-3M | 高柔性USB3.0线缆组件，A型公头至Micro-B公头带机器视觉翼形螺丝，28/26/22AWG，高柔性级TPE护套，紫，3.0米 | 261.426 | https://www.l-com.cn/high-flex-usb-3.0-cable-assembly-a-male-micro-b-male-machine-vision-thumbscrews-28-26-22awg-high-flex-rated-tpe-violet-3.0m-cau3vishfamb-3m
CAU3ZAA-3M | 低烟无卤USB 3.0线缆，A型/A型，3米 | 63.375 | https://www.l-com.cn/usb-lszh-usb-30-cable-type-a-a-30m
CAU3ZAB-5M | 低烟无卤USB 2.0线缆，A型/B型，5米 | 66.1725 | https://www.l-com.cn/usb-lszh-usb-20-cable-type-a-b-50m
CAU3ZAMICB-03M | 低烟无卤USB 3.0线缆，A型/Micro-B，0.3米 | 37.38 | https://www.l-com.cn/usb-lszh-usb-30-cable-type-a-micro-b-03m
CAU3ZAMICB-05M | 低烟无卤USB 3.0线缆，A型/Micro-B，0.5米 | 34.71 | https://www.l-com.cn/usb-lszh-usb-30-cable-type-a-micro-b-05m
CAU3ZAMICB-1M | 低烟无卤USB 3.0线缆，A型/Micro-B，1米 | 35.0058 | https://www.l-com.cn/usb-lszh-usb-30-cable-type-a-micro-b-10m
CAU3ZAMICB-2M | 低烟无卤USB 3.0线缆，A型/Micro-B，2米 | 69.32 | https://www.l-com.cn/usb-lszh-usb-30-cable-type-a-micro-b-20m
CAUAAHFX-075M | 高柔性USB线缆，A型/A型，0.75米 | 8.97 | https://www.l-com.cn/usb-high-flex-usb-cable-type-a-a-075m
CAUAAHFX-1M | 高柔性USB A - A型线缆，1.0m | 10.0159 | https://www.l-com.cn/usb-high-flex-usb-cable-type-a-a-10m
CAUABHFX-03M | 高柔性USB A - B型线缆，0.3m | 16.792 | https://www.l-com.cn/usb-high-flex-usb-cable-type-a-b-03m
CAUABHFX-075M | 高柔性USB线缆，A型/B型，0.75米 | 18.138 | https://www.l-com.cn/usb-high-flex-usb-cable-type-a-b-075m
CAUALAL-3M | USB2.0 线缆组件, 自锁 A 型公头 / 自锁 A 型公头, 3.0m, 黑色 | 29.66 | https://www.l-com.cn/usb-usb-cable-assembly-latching-a-latching-a-30m
CAUAMICBY | USB 2.0 A型/Micro-B Y型分支线缆 | 21.2483 | https://www.l-com.cn/usb-usb-20-type-a-to-micro-b-y-split-cable
CAUBLKAA-03M | 特优型USB线缆，黑，A型/A型，0.3米 | 23.97 | https://www.l-com.cn/usb-black-premium-usb-cable-type-a-a-cable-03m
CAUBLKAA-075M | 特优型USB线缆，黑，A型/A型，0.75米 | 16.6 | https://www.l-com.cn/usb-black-premium-usb-cable-type-a-a-cable-075m
CA-UFLQ010 | 1.13 mm迷你同轴线, U.FL / 无端接, 10 ft/3.0 m | 12.73 | https://www.l-com.cn/coaxial-ufl-to-unterminated-lead-pigtail-10-ft-113-mini-coax
CA-UFLQC20 | 1.13mm 迷你同轴引线 , U.FL / 无端接 , 20cm | 3.7533 | https://www.l-com.cn/coaxial-ufl-to-unterminated-lead-pigtail-20cm-113-mini-coax
CA-UFLSBQC20 | 1.13mm 迷你同轴引线 , U.FL / SMA穿壁式母头, 20cm | 8.6702 | https://www.l-com.cn/coaxial-ufl-to-sma-female-bulkhead-pigtail-20cm-113-mini-coax
CAUZ900MM-1M | LSZH SCSI-3 线缆，HPDB68公头/HPDB68公头，1.0m | 136.99 | https://www.l-com.cn/firewire-din-scsi-sata-lszh-scsi-3-cable-hpdb68-male-hpdb68-male-10m
CAUZALAL-03M | LSZH USB自锁A型 - 自锁A型线缆，0.3m | 22.41 | https://www.l-com.cn/usb-lszh-usb-cable-assembly-latching-a-latching-a-03m
CAUZALAL-05M | LSZH USB自锁A型 - 自锁A型线缆，0.5m | 16.33 | https://www.l-com.cn/usb-lszh-usb-cable-assembly-latching-a-latching-a-05m
CAUZALAL-075M | 低烟无卤USB线缆组件，自锁A型/自锁A型，0.75米 | 18.75 | https://www.l-com.cn/usb-lszh-usb-cable-assembly-latching-a-latching-a-075m
CAUZALAL-1M | LSZH USB自锁A型 - 自锁A型线缆，1.0m | 19.7969 | https://www.l-com.cn/usb-lszh-usb-cable-assembly-latching-a-latching-a-10m
CAUZALB-03M | 低烟无卤USB线缆组件，自锁A型/标准B型，0.3米 | 12.72 | https://www.l-com.cn/usb-lszh-usb-cable-assembly-latching-a-standard-b-03m
CAUZALB-075M | LSZH USB自锁A型 - 标准B型线缆，0.75m | 16.74 | https://www.l-com.cn/usb-lszh-usb-cable-assembly-latching-a-standard-b-075m
CAUZALB-1M | LSZH USB自锁A型 - 标准B型线缆，1.0m | 16.1733 | https://www.l-com.cn/usb-lszh-usb-cable-assembly-latching-a-standard-b-10m
CAUZALB-2M | LSZH USB自锁A型 - 标准B型线缆，2.0m | 20.7408 | https://www.l-com.cn/usb-lszh-usb-cable-assembly-latching-a-standard-b-20m
CAUZALB-3M | LSZH USB自锁A型 - 标准B型线缆，3.0m | 25.2137 | https://www.l-com.cn/usb-lszh-usb-cable-assembly-latching-a-standard-b-30m
CAVISU3AA-03M | USB 3.0线缆，A型/带翼形螺丝A型，0.3米 | 21.74 | https://www.l-com.cn/usb-usb-30-cable-type-a-a-with-thumbscrew-hardware-03m
CAVISU3AB-03M | USB 3.0线缆，带翼形螺丝B型/A型，0.3米 | 18.93 | https://www.l-com.cn/usb-usb-30-cable-type-b-a-with-thumbscrew-hardware-03m
CAVISU3AB-05M | USB 3.0线缆，带翼形螺丝B型/A型，0.5米 | 22.3357 | https://www.l-com.cn/usb-usb-30-cable-type-b-a-with-thumbscrew-hardware-05m
CAVISU3AB-2-03M | USB 3.0线缆，带翼形螺丝A型/带翼形螺丝B型，0.3米 | 22.8 | https://www.l-com.cn/usb-usb-30-cable-type-a-b-with-thumbscrew-hardware-03m
CAVISU3AB-2-05M | USB 3.0线缆，带翼形螺丝A型/带翼形螺丝B型，0.5米 | 24.45 | https://www.l-com.cn/usb-usb-30-cable-type-a-b-with-thumbscrew-hardware-05m
CAVISU3AB-2-2M | USB 3.0线缆，带翼形螺丝A型/带翼形螺丝B型，2米 | 38.94 | https://www.l-com.cn/usb-usb-30-cable-type-a-b-with-thumbscrew-hardware-20m
CAVISU3AB-2-3M | USB 3.0线缆，带翼形螺丝A型/带翼形螺丝B型，3米 | 41.47 | https://www.l-com.cn/usb-usb-30-cable-type-a-b-with-thumbscrew-hardware-30m
CAVISU3AB-2M | USB 3.0线缆，带翼形螺丝B型/A型，2米 | 40.6983 | https://www.l-com.cn/usb-usb-30-cable-type-b-a-with-thumbscrew-hardware-20m
CAVISU3AB-3M | USB 3.0线缆，带翼形螺丝B型/A型，3米 | 29.6422 | https://www.l-com.cn/usb-usb-30-cable-type-b-a-with-thumbscrew-hardware-30m
CAVISU3AMICB-2-05M | USB 3.0线缆，带翼形螺丝A型/带翼形螺丝Micro-B，0.5米 | 30.6071 | https://www.l-com.cn/usb-usb-30-cable-type-a-micro-b-with-thumbscrew-hardware-05m
CAVISU3AMICB-2-2M | USB 3.0线缆，带翼形螺丝A型/带翼形螺丝Micro-B，2米 | 32.504 | https://www.l-com.cn/usb-usb-30-cable-type-a-micro-b-with-thumbscrew-hardware-20m
CAVISU3AMICB-5M | USB 3.0线缆，带翼形螺丝Micro-B/A型，5米 | 33.9577 | https://www.l-com.cn/usb-usb-20-cable-type-micro-b-a-with-thumbscrew-hardware-50m
CAXLR2XLR-10 | XLR Pro音频线缆，XLR公头/XLR母头，10.0ft/3.0m | 35.45 | https://www.l-com.cn/audio-video-xlr-pro-audio-cable-assembly-xlr-male-xlr-female-100-ft
CAXLR2XLR-20 | XLR Pro音频线缆，XLR公头/XLR母头，20.0ft/6.1m | 48.94 | https://www.l-com.cn/audio-video-xlr-pro-audio-cable-assembly-xlr-male-xlr-female-200-ft
CAXLR2XLR-6 | XLR Pro音频线缆，XLR公头/XLR母头，6.0ft/1.8m | 46.49 | https://www.l-com.cn/audio-video-xlr-pro-audio-cable-assembly-xlr-male-xlr-female-60-ft
CBC24-1M | 特优型IEEE-488线缆，正向/直列式，1.0m | 207.57 | https://www.l-com.cn/ieee-488-gpib-premium-ieee-488-cable-normal-inline-10m
CBC24-4M | 特优型IEEE-488线缆，正向/直列式，4.0m | 254.55 | https://www.l-com.cn/ieee-488-gpib-premium-ieee-488-cable-normal-inline-40m
CBC24-5M | 特优型IEEE-488线缆，正向/直列式，5.0m | 200.7833 | https://www.l-com.cn/ieee-488-gpib-premium-ieee-488-cable-normal-inline-50m
CBC24-8M | 特优型IEEE-488线缆，正向/直列式，8.0m | 276.34 | https://www.l-com.cn/ieee-488-gpib-premium-ieee-488-cable-normal-inline-80m
CBD24-1M | 特优型IEEE-488线缆，直列式/直列式，1.0m | 145.42 | https://www.l-com.cn/ieee-488-gpib-premium-ieee-488-cable-inline-inline-10m
CBD24-4M | 特优型IEEE-488线缆，直列式/直列式，4.0m | 191.604 | https://www.l-com.cn/ieee-488-gpib-premium-ieee-488-cable-inline-inline-40m
CBD24-5M | 特优型IEEE-488线缆，直列式/直列式，5.0m | 380.04 | https://www.l-com.cn/ieee-488-gpib-premium-ieee-488-cable-inline-inline-50m
CBD24-8M | 特优型IEEE-488线缆，直列式/直列式，8.0m | 326.3 | https://www.l-com.cn/ieee-488-gpib-premium-ieee-488-cable-inline-inline-80m
CBL-USB2-2824-500 | USB 2.0版兼容散装线缆，28/24AWG，500ft/152.4m线轴包装 | 229.705 | https://www.l-com.cn/usb-usb-rev-20-compliant-28-24awg-bulk-cable-500-ft-spool
CBL-USBZ-2820-100 | LSZH USB 2.0版兼容散装线缆，100ft/30.4m线轴包装 | 118.81 | https://www.l-com.cn/usb-lszh-usb-revision-20-compliant-bulk-cable-100-ft-spool
CBL-USBZ-2820-500 | LSZH USB 2.0版兼容散装线缆，500ft/152.4m线轴包装 | 531.22 | https://www.l-com.cn/usb-lszh-usb-revision-20-compliant-bulk-cable-500-ft-spool
CBX24-1M | 特优型 IEEE-488 延长线缆，1.0m | 142.56 | https://www.l-com.cn/ieee-488-gpib-premium-ieee-488-extension-cable-10m
CBX24-2M | 特优型 IEEE-488 延长线缆，2.0m | 160.38 | https://www.l-com.cn/ieee-488-gpib-premium-ieee-488-extension-cable-20m
CBX24-3M | 特优型 IEEE-488 延长线缆，3.0m | 194.04 | https://www.l-com.cn/ieee-488-gpib-premium-ieee-488-extension-cable-30m
CC142B-10 | RG142B 同轴线缆 , BNC 公头 / 公头 , 10.0 ft / 3.0 m | 84.9219 | https://www.l-com.cn/coaxial-rg142b-coaxial-cable-bnc-male-male-100-ft
CC142B-100 | RG142B 同轴线缆 , BNC 公头 / 公头 , 100 ft / 30.5 m | 744.44 | https://www.l-com.cn/coaxial-rg142b-coaxial-cable-bnc-male-male-1000-ft
CC142B-2 | RG142B 同轴线缆 , BNC 公头 / 公头 , 2.0 ft / 0.6 m | 15.81 | https://www.l-com.cn/coaxial-rg142b-coaxial-cable-bnc-male-male-20-ft
CC142B-2.5 | RG142B 同轴线缆 , BNC 公头 / 公头 , 2.5 ft / 0.75 m | 32.48 | https://www.l-com.cn/coaxial-rg142b-coaxial-cable-bnc-male-male-25-ft
CC142B-25 | RG142B 同轴线缆 , BNC 公头 / 公头 , 25.0 ft / 7.6 m | 195.05 | https://www.l-com.cn/coaxial-rg142b-coaxial-cable-bnc-male-male-250-ft
CC142B-4 | RG142B 同轴线缆 , BNC 公头 / 公头 , 4.0 ft / 1.2 m | 39.9579 | https://www.l-com.cn/coaxial-rg142b-coaxial-cable-bnc-male-male-40-ft
CC142B-7.5 | RG142B 同轴线缆 , BNC 公头 / 公头 , 7.5 ft / 2.3 m | 66.7217 | https://www.l-com.cn/coaxial-rg142b-coaxial-cable-bnc-male-male-75-ft
CC174-05HR2 | RG174同轴线缆，BNC公头直角式/公头直角式，0.5ft/0.15m | 34.38 | https://www.l-com.cn/coaxial-rg174-coaxial-cable-bnc-90-degree-male-90-degree-male-05-ft
CC174-1.5HR | RG174同轴线缆，BNC公头/公头直角式，1.5ft/0.45m | 34.3656 | https://www.l-com.cn/coaxial-rg174-coaxial-cable-bnc-male-90-degree-male-15-ft
CC174-1.5HR2 | RG174同轴线缆，BNC公头直角式/公头直角式，1.5ft/0.46m | 29.985 | https://www.l-com.cn/coaxial-rg174-coaxial-cable-bnc-90-degree-male-90-degree-male-15-ft
CC174-12 | RG174 同轴线缆 , BNC 公头 / 公头 , 12.0 ft / 3.7 m | 29.3012 | https://www.l-com.cn/coaxial-rg174-coaxial-cable-bnc-male-male-120-ft
CC174-1HR2 | RG174同轴线缆，BNC公头直角式/公头直角式，1.0ft/0.3m | 52.365 | https://www.l-com.cn/coaxial-rg174-coaxial-cable-bnc-90-degree-male-90-degree-male-10-ft
CC174-2.5HR | RG174同轴线缆，BNC公头/公头直角式，2.5ft/0.8m | 23.94 | https://www.l-com.cn/coaxial-rg174-coaxial-cable-bnc-male-90-degree-male-25-ft
CC174-25 | RG174 同轴线缆 , BNC 公头 / 公头 , 25.0 ft / 7.6 m | 70.155 | https://www.l-com.cn/coaxial-rg174-coaxial-cable-bnc-male-male-250-ft
CC174-3HR | RG174同轴线缆，BNC公头/公头直角式，3.0ft/0.9m | 15.44 | https://www.l-com.cn/coaxial-rg174-coaxial-cable-bnc-male-90-degree-male-30-ft
CC174-4HR | RG174同轴线缆，BNC公头/公头直角式，4.0ft/1.2m | 31.71 | https://www.l-com.cn/coaxial-rg174-coaxial-cable-bnc-male-90-degree-male-40-ft
CC174-4HR2 | RG174同轴线缆，BNC公头直角式/公头直角式，4.0ft/1.2m | 18.752 | https://www.l-com.cn/coaxial-rg174-coaxial-cable-bnc-90-degree-male-90-degree-male-40-ft
CC174-5HR | RG174同轴线缆，BNC公头/公头直角式，5.0ft/1.5m | 26.385 | https://www.l-com.cn/coaxial-rg174-coaxial-cable-bnc-male-90-degree-male-50-ft
CC174RP-10 | RG174同轴线缆, 反极性SMA公头 / 反极性SMA母头，10.0 ft/3.0 m | 24.5 | https://www.l-com.cn/coaxial-rg174-coaxial-cable-reverse-polarized-sma-plug-to-jack-100-ft
CC174RP-5 | RG174同轴线缆, 反极性SMA公头 / 反极性SMA母头，5.0 ft/1.5 m | 17.1497 | https://www.l-com.cn/coaxial-rg174-coaxial-cable-reverse-polarized-sma-plug-to-jack-50-ft
CC174S-05HR | RG174同轴线缆，SMA 公头 / 90°直角式 SMA公头，0.5 ft/0.15 m | 14.75 | https://www.l-com.cn/coaxial-rg174-coaxial-cable-sma-male-90-degree-male-05-ft
CC174S-2.5 | RG174 同轴线缆 , SMA 公头 / SMA 公头 , 2.5 ft / 0.75 m | 14.42 | https://www.l-com.cn/coaxial-rg174-coaxial-cable-sma-male-male-25-ft
CC174S-5HR | RG174同轴线缆，SMA 公头 / 90°直角式 SMA 公头，5.0 ft / 1.5 m | 23.325 | https://www.l-com.cn/coaxial-rg174-coaxial-cable-sma-male-90-degree-male-50-ft
CC179B-1 | RG179 同轴线缆 , BNC 公头 / BNC 公头 , 1.0 ft / 0.3 m | 31.5807 | https://www.l-com.cn/audio-video-rg179-coaxial-cable-bnc-male-male-10-ft
CC179B-1.5 | RG179 同轴线缆 , BNC 公头 / BNC 公头 , 1.5 ft / 0.45 m | 35.9568 | https://www.l-com.cn/audio-video-rg179-coaxial-cable-bnc-male-male-15-ft
CC179B-15 | RG179 同轴线缆 , BNC 公头 / BNC 公头 , 15.0 ft / 4.6 m | 105.0793 | https://www.l-com.cn/audio-video-rg179-coaxial-cable-bnc-male-male-150-ft
CC179B-2.5 | RG179 同轴线缆 , BNC 公头 / BNC 公头 , 2.5 ft / 0.75 m | 26.96 | https://www.l-com.cn/audio-video-rg179-coaxial-cable-bnc-male-male-25-ft
CC179B-5 | RG179 同轴线缆 , BNC 公头 / BNC 公头 , 5.0 ft / 1.5 m | 53.04 | https://www.l-com.cn/audio-video-rg179-coaxial-cable-bnc-male-male-50-ft
CC179S-1 | RG179同轴线缆，SMB插头/插头，1.0ft/0.3m | 87.0333 | https://www.l-com.cn/audio-video-rg179-coaxial-cable-smb-plug-plug-10-ft
CC187B-10 | RG187同轴线缆，BNC公头/公头，10.0ft/3.0m | 94.76 | https://www.l-com.cn/audio-video-rg187-coaxial-cable-bnc-male-male-100-ft
CC187B-15 | RG187同轴线缆，BNC公头/公头，15.0ft/4.6m | 115.9657 | https://www.l-com.cn/audio-video-rg187-coaxial-cable-bnc-male-male-150-ft
CC187B-5 | RG187同轴线缆，BNC公头/公头，5.0ft/1.5m | 51.2533 | https://www.l-com.cn/audio-video-rg187-coaxial-cable-bnc-male-male-50-ft
CC213-100 | RG213 同轴线缆 , N 型公头 / N 型公头 , 100 ft / 30.5 m | 308.85 | https://www.l-com.cn/coaxial-rg213-coaxial-cable-n-male-male-1000-ft
CC213-15 | RG213 同轴线缆 , N 型公头 / N 型公头 , 15.0 ft / 4.6 m | 61.93 | https://www.l-com.cn/coaxial-rg213-coaxial-cable-n-male-male-150-ft
CC223N-1.5 | RG223同轴线缆，N型公头/公头，1.5ft/0.5m | 22.08 | https://www.l-com.cn/coaxial-rg223-coaxial-cable-type-n-male-male-15-ft
CC223N-10 | RG223同轴线缆，N型公头/公头，10.0ft/3.0m | 52.34 | https://www.l-com.cn/coaxial-rg223-coaxial-cable-type-n-male-male-100-ft
CC58C-1.5HR | RG58C同轴线缆，BNC公头/公头直角式，1.5ft/0.5m | 26.45 | https://www.l-com.cn/coaxial-rg58c-coaxial-cable-bnc-male-90-degree-male-15-ft
CC58C-10HR | RG58C同轴线缆，BNC公头/公头直角式，10.0ft/3.0m | 29.3475 | https://www.l-com.cn/coaxial-rg58c-coaxial-cable-bnc-male-90-degree-male-100-ft
CC58C-10HR2 | RG58C同轴线缆，BNC公头直角式/公头直角式，10.0ft/3.0m | 28.2082 | https://www.l-com.cn/coaxial-rg58c-coaxial-cable-bnc-90-degree-male-90-degree-male-100-ft
CC58C-150 | RG58C 同轴线缆 , BNC 公头 / BNC 公头 , 150 ft / 45.7 m | 138.89 | https://www.l-com.cn/coaxial-rg58c-coaxial-cable-bnc-male-male-1500-ft
CC58C-15HR2 | RG58C同轴线缆，BNC公头直角式/公头直角式，15.0ft/4.6m | 40.1478 | https://www.l-com.cn/coaxial-rg58c-coaxial-cable-bnc-90-degree-male-90-degree-male-150-ft
CC58C-1HR | RG58C同轴线缆，BNC公头/公头直角式，1.0ft/0.3m | 23.83 | https://www.l-com.cn/coaxial-rg58c-coaxial-cable-bnc-male-90-degree-male-10-ft
CC58C-2.5 | RG58C 同轴线缆 , BNC 公头 / BNC 公头 , 2.5 ft / 0.75 m | 17.7706 | https://www.l-com.cn/coaxial-rg58c-coaxial-cable-bnc-male-male-25-ft
CC58C-200 | RG58C 同轴线缆 , BNC 公头 / BNC 公头 , 200 ft / 60.1 m | 189.87 | https://www.l-com.cn/coaxial-rg58c-coaxial-cable-bnc-male-male-2000-ft
CC58C-2HR2 | RG58C同轴线缆，BNC公头直角式/公头直角式，2.0ft/0.6m | 23.942 | https://www.l-com.cn/coaxial-rg58c-coaxial-cable-bnc-90-degree-male-90-degree-male-20-ft
CC58C-5HR2 | RG58C同轴线缆，BNC公头直角式/公头直角式，5.0ft/1.5m | 20.26 | https://www.l-com.cn/coaxial-rg58c-coaxial-cable-bnc-90-degree-male-90-degree-male-50-ft
CC58C-7.5HR2 | RG58C同轴线缆，BNC公头直角式/公头直角式，7.5ft/2.3m | 43.3 | https://www.l-com.cn/coaxial-rg58c-coaxial-cable-bnc-90-degree-male-90-degree-male-75-ft
CC58C-75 | RG58C 同轴线缆 , BNC 公头 / BNC 公头 , 75 ft / 22.9 m | 100.2875 | https://www.l-com.cn/coaxial-rg58c-coaxial-cable-bnc-male-male-750-ft
CC58C-MF-1 | RG58C同轴线缆，BNC公头/穿壁式母头，1.0ft/0.3m | 15.7208 | https://www.l-com.cn/coaxial-rg58c-coaxial-cable-bnc-male-female-bulkhead-10-ft
CC58C-MF-25 | RG58C同轴线缆，BNC公头/穿壁式母头，25.0ft/7.6m | 38.02 | https://www.l-com.cn/coaxial-rg58c-coaxial-cable-bnc-male-female-bulkhead-250-ft
CC58C-MF-3 | RG58C同轴线缆，BNC公头/穿壁式母头，3.0ft/0.9m | 18.7 | https://www.l-com.cn/coaxial-rg58c-coaxial-cable-bnc-male-female-bulkhead-30-ft
CC58C-MF-50 | RG58C同轴线缆，BNC公头/穿壁式母头，50.0ft/15.2m | 68.1746 | https://www.l-com.cn/coaxial-rg58c-coaxial-cable-bnc-male-female-bulkhead-500-ft
CC58C-MF-6 | RG58C同轴线缆，BNC公头/穿壁式母头，6.0ft/1.8m | 15.14 | https://www.l-com.cn/coaxial-rg58c-coaxial-cable-bnc-male-female-bulkhead-60-ft
CC58T-15 | RG58C同轴线缆，TNC公头/TNC公头，15.0ft/4.6m | 22.7267 | https://www.l-com.cn/coaxial-rg58c-coaxial-cable-tnc-male-tnc-male-150-ft
CC59A-05 | RG59A 同轴线缆 , BNC 公头 / BNC 公头 , 0.5 ft / 0.15 m | 15.525 | https://www.l-com.cn/audio-video-rg59a-coaxial-cable-bnc-male-male-05-ft
CC59A-1.5 | RG59A 同轴线缆 , BNC 公头 / BNC 公头 , 1.5 ft / 0.45 m | 21.345 | https://www.l-com.cn/audio-video-rg59a-coaxial-cable-bnc-male-male-15-ft
CC59A-1HR | RG59A同轴线缆，BNC公头/公头直角式，1.0ft/0.3m | 13.59 | https://www.l-com.cn/audio-video-rg59a-coaxial-cable-bnc-male-90-degree-male-10-ft
CC59A-1HR2 | RG59A同轴线缆，BNC公头直角式/公头直角式，1.0ft/0.3m | 16.73 | https://www.l-com.cn/audio-video-rg59a-coaxial-cable-bnc-90-degree-male-90-degree-male-75-ft-2
CC59A-3 | RG59A 同轴线缆 , BNC 公头 / BNC 公头 , 3.0 ft / 0.9 m | 12.25 | https://www.l-com.cn/audio-video-rg59a-coaxial-cable-bnc-male-male-30-ft
CC59A-3HR | RG59A同轴线缆，BNC公头/公头直角式，3.0ft/0.9m | 14.64 | https://www.l-com.cn/audio-video-rg59a-coaxial-cable-bnc-male-90-degree-male-30-ft
CC59A-4 | RG59A 同轴线缆 , BNC 公头 / BNC 公头 , 4.0 ft / 1.2 m | 18.61 | https://www.l-com.cn/audio-video-rg59a-coaxial-cable-bnc-male-male-40-ft
CC59A-50 | RG59A 同轴线缆 , BNC 公头 / BNC 公头 , 50.0 ft / 15.2 m | 92.4163 | https://www.l-com.cn/audio-video-rg59a-coaxial-cable-bnc-male-male-500-ft
CC59A-5HR | RG59A同轴线缆，BNC公头/公头直角式，5.0ft/1.5m | 31.44 | https://www.l-com.cn/audio-video-rg59a-coaxial-cable-bnc-male-90-degree-male-50-ft
CC59A-75 | RG59A 同轴线缆 , BNC 公头 / BNC 公头 , 75 ft / 22.9 m | 67.5 | https://www.l-com.cn/audio-video-rg59a-coaxial-cable-bnc-male-male-750-ft
CC59A-BF-3 | RG59A同轴线缆，BNC公头/F型公头，3.0ft/0.9m | 11.19 | https://www.l-com.cn/audio-video-rg59a-coaxial-cable-bnc-male-f-male-30-ft
CC59A-RB-6 | RG59A同轴线缆，RCA公头/BNC公头，6.0ft/1.8m | 13.49 | https://www.l-com.cn/audio-video-rg59a-coaxial-cable-rca-male-bnc-male-60-ft
CC59A-RB-9 | RG59A同轴线缆，RCA公头/BNC公头，9.0ft/2.7m | 18.06 | https://www.l-com.cn/audio-video-rg59a-coaxial-cable-rca-male-bnc-male-90-ft
CC59A-RR-12 | RG59A 同轴线缆 , RCA 公头 / BNC 公头 , 12.0 ft / 3.7 m | 13.98 | https://www.l-com.cn/audio-video-rg59a-coaxial-cable-rca-male-male-120-ft
CC59A-RR-3 | RG59A 同轴线缆 , RCA 公头 / BNC 公头 , 3.0 ft / 0.9 m | 6.33 | https://www.l-com.cn/audio-video-rg59a-coaxial-cable-rca-male-male-30-ft
CC59B-1.5 | RG59B 同轴线缆 , BNC 公头 / BNC 公头 , 1.5 ft / 0.45 m | 24.47 | https://www.l-com.cn/audio-video-rg59b-coaxial-cable-bnc-male-male-15-ft
CC59B-1HR2 | RG59B同轴线缆，BNC公头直角式/公头直角式，1.0ft/0.3m | 16.88 | https://www.l-com.cn/audio-video-rg59b-coaxial-cable-bnc-90-degree-male-90-degree-male-10-ft
CC59B-2 | RG59B 同轴线缆 , BNC 公头 / BNC 公头 , 2.0 ft / 0.6 m | 12.99 | https://www.l-com.cn/audio-video-rg59b-coaxial-cable-bnc-male-male-20-ft
CC59B-2.5 | RG59B 同轴线缆 , BNC 公头 / BNC 公头 , 2.5 ft / 0.75 m | 12.375 | https://www.l-com.cn/audio-video-rg59b-coaxial-cable-bnc-male-male-25-ft
CC59B-2HR2 | RG59B同轴线缆，BNC公头直角式/公头直角式，2.0ft/0.6m | 26.46 | https://www.l-com.cn/audio-video-rg59b-coaxial-cable-bnc-90-degree-male-90-degree-male-20-ft
CC59B-3 | RG59B 同轴线缆 , BNC 公头 / BNC 公头 , 3.0 ft / 0.9 m | 10.09 | https://www.l-com.cn/audio-video-rg59b-coaxial-cable-bnc-male-male-30-ft
CC59B-3HR | RG59B同轴线缆，BNC公头/公头直角式，3.0ft/0.9m | 15.38 | https://www.l-com.cn/audio-video-rg59b-coaxial-cable-bnc-male-90-degree-male-30-ft
CC59B-4HR | RG59B同轴线缆，BNC公头/公头直角式，4.0ft/1.2m | 15.5 | https://www.l-com.cn/audio-video-rg59b-coaxial-cable-bnc-male-90-degree-male-40-ft
CC59B-6 | RG59B 同轴线缆 , BNC 公头 / BNC 公头 , 6.0 ft / 1.8 m | 18.36 | https://www.l-com.cn/audio-video-rg59b-coaxial-cable-bnc-male-male-60-ft
CC59B-7.5 | RG59B 同轴线缆 , BNC 公头 / BNC 公头 , 7.5 ft / 2.3 m | 27.12 | https://www.l-com.cn/audio-video-rg59b-coaxial-cable-bnc-male-male-75-ft
CC59B-MF-25 | RG59B同轴线缆，BNC公头/母头穿壁式，25.0ft/7.6m | 39.96 | https://www.l-com.cn/audio-video-rg59b-coaxial-cable-bnc-male-female-bulkhead-250-ft
CC59B-MF-50 | RG59B同轴线缆，BNC公头/母头穿壁式，50.0ft/15.2m | 53.9133 | https://www.l-com.cn/audio-video-rg59b-coaxial-cable-bnc-male-female-bulkhead-500-ft
CC59PB-1 | RG59阻燃级同轴线缆，BNC公头/公头，1英尺（0.3米） | 61.1234 | https://www.l-com.cn/audio-video-rg59-plenum-coaxial-cable-bnc-male-male-10-ft
CC59PB-10 | RG59阻燃级同轴线缆，BNC公头/公头，10英尺（3米） | 165 | https://www.l-com.cn/audio-video-rg59-plenum-coaxial-cable-bnc-male-male-100-ft
CC59PB-5 | RG59阻燃级同轴线缆，BNC公头/公头，5英尺（1.5米） | 60.0067 | https://www.l-com.cn/audio-video-rg59-plenum-coaxial-cable-bnc-male-male-50-ft
CC6PB-1 | RG6阻燃级同轴线缆，BNC公头/公头，1英尺（0.3米） | 59.4066 | https://www.l-com.cn/audio-video-rg6-plenum-coaxial-cable-bnc-male-male-10-ft
CC6PB-10 | RG6阻燃级同轴线缆，BNC公头/公头，10英尺（3米） | 155.9844 | https://www.l-com.cn/audio-video-rg6-plenum-coaxial-cable-bnc-male-male-100-ft
CC6PB-15 | RG6阻燃级同轴线缆，BNC公头/公头，15英尺（4.6米） | 169.62 | https://www.l-com.cn/audio-video-rg6-plenum-coaxial-cable-bnc-male-male-150-ft
CC6PB-2.5 | RG6阻燃级同轴线缆，BNC公头/公头，2.5英尺（0.8米） | 78.9033 | https://www.l-com.cn/audio-video-rg6-plenum-coaxial-cable-bnc-male-male-25-ft
CC6PB-5 | RG6阻燃级同轴线缆，BNC公头/公头，5英尺（1.5米） | 87.7775 | https://www.l-com.cn/audio-video-rg6-plenum-coaxial-cable-bnc-male-male-50-ft
CC6PB-7.5 | RG6阻燃级同轴线缆，BNC公头/公头，7.5英尺（2.3米） | 98.9633 | https://www.l-com.cn/audio-video-rg6-plenum-coaxial-cable-bnc-male-male-75-ft
CC6QF-1 | RG6 4重屏蔽同轴线缆，F型公头/公头，1.0ft/0.3m | 21.3967 | https://www.l-com.cn/audio-video-rg6-quad-shield-coaxial-cable-type-f-male-male-10-ft
CC6QF-25 | RG6 4重屏蔽同轴线缆，F型公头/公头，25.0ft/7.6m | 107.453 | https://www.l-com.cn/audio-video-rg6-quad-shield-coaxial-cable-type-f-male-male-250-ft
CC6QF-3 | RG6 4重屏蔽同轴线缆，F型公头/公头，3.0ft/0.9m | 45.0567 | https://www.l-com.cn/audio-video-rg6-quad-shield-coaxial-cable-type-f-male-male-30-ft
CC6QF-6 | RG6 4重屏蔽同轴线缆，F型公头/公头，6.0ft/1.8m | 51.3095 | https://www.l-com.cn/audio-video-rg6-quad-shield-coaxial-cable-type-f-male-male-60-ft
CCD144MR-10 | 组装式S-Video公头/单RCA公头线缆，10英尺（3米） | 29.52 | https://www.l-com.cn/audio-video-assembled-s-video-male-single-rca-male-100-ft
CCD144MR-2 | 组装式S-Video公头/单RCA公头线缆，2英尺（0.6米） | 22.18 | https://www.l-com.cn/audio-video-assembled-s-video-male-single-rca-male-20-ft
CCD234MF-2 | 模制S-Video线缆，公头/母头，2.0ft/0.6m | 25.27 | https://www.l-com.cn/audio-video-molded-s-video-cable-male-female-20-ft
CCD234MF-3 | 模制S-Video线缆，公头/母头，3.0ft/0.9m | 26.07 | https://www.l-com.cn/audio-video-molded-s-video-cable-male-female-30-ft
CCD234MM-1 | 模制S-Video线缆，公头/公头，1.0ft/0.3m | 13.22 | https://www.l-com.cn/audio-video-molded-s-video-cable-male-male-10-ft
CCD234MM-2 | 模制S-Video线缆，公头/公头，2.0ft/0.6m | 12.74 | https://www.l-com.cn/audio-video-molded-s-video-cable-male-male-20-ft
CCD234MM-30 | 模制S-Video线缆，公头/公头，30.0ft/9.1m | 44.2 | https://www.l-com.cn/audio-video-molded-s-video-cable-male-male-300-ft
CCD234MM-5 | 模制S-Video线缆，公头/公头，5.0ft/1.5m | 13.7384 | https://www.l-com.cn/audio-video-molded-s-video-cable-male-male-50-ft
CCD244MB-1 | 组装式S-Video线缆, 公头/双BNC公头，1.0 ft/0.3 m | 33.31 | https://www.l-com.cn/audio-video-assembled-s-video-cable-male-dual-bnc-male-10-ft
CCD244MB-2 | 组装式S-Video线缆, 公头/双BNC公头，2.0 ft/0.6 m | 31.93 | https://www.l-com.cn/audio-video-assembled-s-video-cable-male-dual-bnc-male-20-ft
CCD244MB-3 | 组装式S-Video线缆, 公头/双BNC公头，3.0 ft/0.9 m | 31 | https://www.l-com.cn/audio-video-assembled-s-video-cable-male-dual-bnc-male-30-ft
CCD244MF-1 | 装配式S-Video线缆组件，公头/母头，1英尺（0.3米） | 21.85 | https://www.l-com.cn/audio-video-assembled-s-video-cable-male-female-10-ft
CCF59-1 | RG59A同轴线缆，F型公头/公头，1.0ft/0.3m | 8.09 | https://www.l-com.cn/audio-video-rg59a-coaxial-cable-f-male-male-10-ft
CCF59-3 | RG59A同轴线缆，F型公头/公头，3.0ft/0.9m | 10.89 | https://www.l-com.cn/audio-video-rg59a-coaxial-cable-f-male-male-30-ft
CCF59B-12 | RG59B同轴线缆，F型公头/公头，12.0ft/3.7m | 17.55 | https://www.l-com.cn/audio-video-rg59b-coaxial-cable-f-male-male-120ft
CCF59B-25 | RG59B同轴线缆，F型公头/公头，25.0ft/7.6m | 28.86 | https://www.l-com.cn/audio-video-rg59b-coaxial-cable-f-male-male-250ft
CCF59B-3 | RG59B同轴线缆，F型公头/公头，3.0ft/0.9m | 9.23 | https://www.l-com.cn/audio-video-rg59b-coaxial-cable-f-male-male-30ft
CCF59B-6 | RG59B同轴线缆，F型公头/公头，6.0ft/1.8m | 13.31 | https://www.l-com.cn/audio-video-rg59b-coaxial-cable-f-male-male-60ft
CCLAW | 墙装理线架 | 133.2936 | https://www.l-com.cn/patch-panel-server-rack-wall-mount-cable-rack
CCR2MM-2 | 2线RCA音频线缆，RCA公头/公头，2.0ft/0.6m | 33.36 | https://www.l-com.cn/audio-video-2-line-audio-rca-cable-rca-male-male-20-ft
CCR2MM-6 | 2线RCA音频线缆，RCA公头/公头，6.0ft/1.8m | 15.56 | https://www.l-com.cn/audio-video-2-line-audio-rca-cable-rca-male-male-60-ft
CCS188A-3 | RG188同轴线缆，SMA公头/公头，3.0ft/0.9m | 42.0583 | https://www.l-com.cn/coaxial-rg188-coaxial-cable-sma-male-male-30-ft
CCS188A-4 | RG188同轴线缆，SMA公头/公头，4.0ft/1.2m | 92.65 | https://www.l-com.cn/coaxial-rg188-coaxial-cable-sma-male-male-40-ft
CCS58A-1.5 | RG58C 同轴线缆 , SMA 公头 / SMA 公头 , 1.5 ft / 0.45 m | 26.58 | https://www.l-com.cn/coaxial-rg58c-coaxial-cable-sma-male-male-15-ft
CCS58A-10HR | RG58C同轴线缆，SMA公头/公头直角式，10.0ft/3.0m | 35.41 | https://www.l-com.cn/coaxial-rg58c-coaxial-cable-sma-male-90-degree-male-100-ft
CCS58A-10HR2 | RG58C同轴线缆，SMA公头直角式/公头直角式，10.0ft/3.0m | 27.442 | https://www.l-com.cn/coaxial-rg58c-coaxial-cable-sma-90-degree-male-90-degree-male-100-ft
CCS58A-1HR2 | RG58C同轴线缆，SMA公头直角式/公头直角式，1.0ft/0.3m | 34.1075 | https://www.l-com.cn/coaxial-rg58c-coaxial-cable-sma-90-degree-male-90-degree-male-10-ft
CCS58A-2 | RG58C 同轴线缆 , SMA 公头 / SMA 公头 , 2.0 ft / 0.6 m | 21.135 | https://www.l-com.cn/coaxial-rg58c-coaxial-cable-sma-male-male-20-ft
CCS58A-2HR | RG58C同轴线缆，SMA公头/公头直角式，2.0ft/0.6m | 24.82 | https://www.l-com.cn/coaxial-rg58c-coaxial-cable-sma-male-90-degree-male-20-ft
CCS58A-3HR | RG58C同轴线缆，SMA公头/公头直角式，3.0ft/0.9m | 25.99 | https://www.l-com.cn/coaxial-rg58c-coaxial-cable-sma-male-90-degree-male-30-ft
CCS58A-4 | RG58C 同轴线缆 , SMA 公头 / SMA 公头 , 4.0 ft / 1.2 m | 24.6823 | https://www.l-com.cn/coaxial-rg58c-coaxial-cable-sma-male-male-40-ft
CCS58A-7.5 | RG58C 同轴线缆 , SMA 公头 / SMA 公头 , 7.5 ft / 2.3 m | 18.56 | https://www.l-com.cn/coaxial-rg58c-coaxial-cable-sma-male-male-75-ft
CCS58A-7.5HR | RG58C同轴线缆，SMA公头/公头直角式，7.5ft/2.3m | 32.965 | https://www.l-com.cn/coaxial-rg58c-coaxial-cable-sma-male-90-degree-male-75-ft
CCS58AB-05 | RG58C同轴线缆, SMA 公头 / BNC 公头，0.5 ft/0.15 m | 16.7475 | https://www.l-com.cn/coaxial-rg58c-coaxial-cable-sma-male-bnc-male-05-ft
CCS58AB-1 | RG58C同轴线缆, SMA 公头 / BNC 公头, 1.0 ft/0.3 m | 14.899 | https://www.l-com.cn/coaxial-rg58c-coaxial-cable-sma-male-bnc-male-10-ft
CCS58AX-1 | RG58C同轴线缆，SMA公头/母头，1.0ft/0.3m | 14.0675 | https://www.l-com.cn/coaxial-rg58c-coaxial-cable-sma-male-female-10-ft
CCS58AX-2.5 | RG58C同轴线缆，SMA公头/母头，2.5ft/0.8m | 20.9 | https://www.l-com.cn/coaxial-rg58c-coaxial-cable-sma-male-female-25-ft
CCSB188A-1 | RG188同轴线缆，SMB插头/插头，1.0ft/0.3m | 35.6796 | https://www.l-com.cn/coaxial-rg188-coaxial-cable-smb-plug-plug-10-ft
CCSB188A-1.5 | RG188同轴线缆，SMB插头/插头，1.5ft/0.5m | 40.0622 | https://www.l-com.cn/coaxial-rg188-coaxial-cable-smb-plug-plug-15-ft
CCSB188A-10 | RG188同轴线缆，SMB插头/插头，10.0ft/3.0m | 162.59 | https://www.l-com.cn/coaxial-rg188-coaxial-cable-smb-plug-plug-100-ft
CCSC188A-5 | RG188同轴线缆，SMC插头/插头，5.0ft/1.5m | 120.9417 | https://www.l-com.cn/coaxial-rg188-coaxial-cable-smc-plug-plug-50-ft
CCSC316-10 | RG316同轴线缆，SMC插头/插头，10.0ft/3.0m | 118.83 | https://www.l-com.cn/coaxial-rg316-coaxial-cable-smc-plug-plug-100-ft
CCSHR188A-2 | RG188同轴线缆，SMA公头/公头直角式，2.0ft/0.6m | 43.0621 | https://www.l-com.cn/coaxial-rg188-coaxial-cable-sma-male-90-degree-male-20-ft
CCSHR316-1 | RG316同轴线缆，SMA公头/公头直角式，1.0ft/0.3m | 15.6113 | https://www.l-com.cn/coaxial-rg316-coaxial-cable-sma-male-90-degree-male-10-ft
CCSHR316-1.5 | RG316同轴线缆，SMA公头/公头直角式，1.5ft/0.5m | 19.035 | https://www.l-com.cn/coaxial-rg316-coaxial-cable-sma-male-90-degree-male-15-ft
CCSHR316-3 | RG316同轴线缆，SMA公头/公头直角式，3.0ft/0.9m | 21.6585 | https://www.l-com.cn/coaxial-rg316-coaxial-cable-sma-male-90-degree-male-30-ft
CCSHR316-5 | RG316同轴线缆，SMA公头/公头直角式，5.0ft/1.5m | 21.28 | https://www.l-com.cn/coaxial-rg316-coaxial-cable-sma-male-90-degree-male-50-ft
CCSM316-1 | RG316同轴线缆，MCX插头直角式/插头直角式，1.0ft/0.3m | 75.03 | https://www.l-com.cn/coaxial-rg316-coaxial-cable-mcx-90-degree-plug-90-degree-plug-10-ft
CCSR188A-1.5 | RG188同轴线缆，SMA公头直角式/公头直角式，1.5ft/0.5m | 38.8022 | https://www.l-com.cn/coaxial-rg188-coaxial-cable-sma-90-degree-male-90-degree-male-15-ft
CCSR316-1 | RG316同轴线缆，SMA公头直角式/公头直角式，1.0ft/0.3m | 17.3009 | https://www.l-com.cn/coaxial-rg316-coaxial-cable-sma-90-degree-male-90-degree-male-10-ft
CCTN58-10B | RG58 ThinNet同轴线缆，BNC公头/公头，10.0ft/3.0m | 27.21 | https://www.l-com.cn/coaxial-rg58-thinnet-coaxial-cable-bnc-male-male-100-ft
CCTN58-10HR2B | RG58 ThinNet同轴线缆，BNC公头直角式/公头直角式，10.0ft/3.0m | 38.5 | https://www.l-com.cn/coaxial-rg58-thinnet-coaxial-cable-bnc-90-degree-male-90-degree-male-100-ft
CCTN58-25B | RG58 ThinNet同轴线缆，BNC公头/公头，25.0ft/7.6m | 38.405 | https://www.l-com.cn/coaxial-rg58-thinnet-coaxial-cable-bnc-male-male-250-ft
CCTN58-5HRB | RG58 ThinNet同轴线缆，BNC公头/公头直角式，5.0ft/1.5m | 37.7784 | https://www.l-com.cn/coaxial-rg58-thinnet-coaxial-cable-bnc-male-90-degree-male-50-ft
CCTN58P-2.5B | RG58 ThinNet Plenum等级同轴线缆，BNC公头/公头，2.5ft/0.8m | 42.1721 | https://www.l-com.cn/coaxial-rg58-thinnet-plenum-coaxial-cable-bnc-male-male-25-ft
CCTN58P-25B | RG58 ThinNet Plenum等级同轴线缆，BNC公头/公头，25.0ft/7.6m | 138.3228 | https://www.l-com.cn/coaxial-rg58-thinnet-plenum-coaxial-cable-bnc-male-male-250-ft
CCTN58P-5B | RG58 ThinNet Plenum等级同轴线缆，BNC公头/公头，5.0ft/1.5m | 77.8512 | https://www.l-com.cn/coaxial-rg58-thinnet-plenum-coaxial-cable-bnc-male-male-50-ft
CF83522 | MIL M83522 ST压接套管，用于2.5mm和3.0mm光缆 | 28.7723 | https://www.l-com.cn/fiber-optic-mil-m83522-st-crimp-ferrule-for-use-with-25-3mm-fiber
CFS-2 | Comfort Fit Fiber Optic Stripper | 107.3667 | https://www.l-com.cn/fiber-optic-comfort-fit-fiber-optic-stripper
CG-CRJ | IP67等级 RJ45 直通型防水装配头, 带 RJ45接头, 14.5in/ 0.36m长 | 27.6269 | https://www.l-com.cn/ethernet-ip67-rj45-feed-through-cable-gland-w-145-rj45-pigtail
CGDVI-DL-MM-5 | 优良型DVI线缆，DVI-D双链路，带磁环，公头/公头，5.0ft/1.5m | 34.7429 | https://www.l-com.cn/audio-video-deluxe-dvi-d-dual-link-dvi-cable-male-male-w-ferrite-50-ft
CGDVI-I-MM-15 | 优良型DVI线缆，双通道DVI-I，公头/公头，带磁环，15英尺（4.6米） | 92.1096 | https://www.l-com.cn/audio-video-deluxe-dvi-i-dual-link-dvi-cable-male-male-w-ferrites-150ft
CGDVI-I-MM-5 | 优良型DVI线缆，双通道DVI-I，公头/公头，带磁环，5英尺（1.5米） | 48.6288 | https://www.l-com.cn/audio-video-deluxe-dvi-i-dual-link-dvi-cable-male-male-w-ferrites-50ft
CGDVIMM-1 | 优良型DVI线缆，DVI-D单链路，带磁环，公头/公头，1.0ft/0.3m | 26.4826 | https://www.l-com.cn/audio-video-deluxe-dvi-d-single-link-dvi-cable-male-male-w-ferrites-10-ft
CGDVIMM-3 | 优良型DVI线缆，DVI-D单链路，带磁环，公头/公头，3.0ft/0.9m | 47.4077 | https://www.l-com.cn/audio-video-deluxe-dvi-d-single-link-dvi-cable-male-male-w-ferrites-30-ft
CGHDMM-0.5 | 具有以太网功能的优良型高速HDMI®线缆，公头/公头，0.5m | 14.3496 | https://www.l-com.cn/audio-video-deluxe-high-speed-hdmi-cable-with-ethernet-male-male-05-m
CGHDMM-1 | 具有以太网功能的优良型高速HDMI®线缆，公头/公头，1.0m | 28.5941 | https://www.l-com.cn/audio-video-deluxe-high-speed-hdmi-cable-with-ethernet-male-male-10-m
CGHDMM-3 | 具有以太网功能的优良型高速HDMI®线缆，公头/公头，3.0m | 76.23 | https://www.l-com.cn/audio-video-deluxe-high-speed-hdmi-cable-with-ethernet-male-male-30-m
CGHDMM-4 | 具有以太网功能的优良型高速HDMI®线缆，公头/公头，4.0m | 39.9033 | https://www.l-com.cn/audio-video-deluxe-high-speed-hdmi-cable-with-ethernet-male-male-40-m
CG-PG11 | 液密线缆密封接头，3/4英寸（19毫米）开口，PG11式 | 15.99 | https://www.l-com.cn/ethernet-liquid-tight-cable-gland-3-4-knockout-pg11-style
CG-RJ | IP67等级 直通型线缆衬垫, 一路型 | 19.0126 | https://www.l-com.cn/ethernet-ip67-rj45-feed-through-cable-gland-one-way-style
CGSVGAMF-20 | 标准型SVGA线缆，HD15公头/母头，20.0ft/6.0m | 83.31 | https://www.l-com.cn/audio-video-standard-grade-svga-cable-hd15-male-female-200-ft
CGSVGAMF-5 | 标准型SVGA线缆，HD15公头/母头，5.0ft/1.5m | 76.5 | https://www.l-com.cn/audio-video-standard-grade-svga-cable-hd15-male-female-50-ft
CGSVGAMM-3 | 标准级SVGA线缆, HD15 公头 / HD15 公头，3.0 ft/0.9 m | 35.322 | https://www.l-com.cn/audio-video-standard-grade-svga-cable-hd15-male-male-30-ft
CGU2AB-5M | 经济型USB线缆，A型/B型，5米 | 32.82 | https://www.l-com.cn/usb-economy-usb-cable-type-a-b-5-meters
CHD15MF-1 | 优良型模制D-Sub线缆，HD15公头/母头，1英尺（0.3米） | 24.5301 | https://www.l-com.cn/d-sub-deluxe-molded-d-sub-cable-hd15-male-female-1-ft
CHD15MM-1 | 优良型模制HD15线缆，HD15公头/公头，1英尺（0.3米） | 34.275 | https://www.l-com.cn/d-sub-deluxe-molded-hd15-cable-hd15-male-male-1ft
CHD15MM-10 | 优良型模制D-Sub 线缆, HD15 公头 / HD15 公头, 10.0 ft / 3 m | 35.115 | https://www.l-com.cn/d-sub-deluxe-molded-hd15-cable-hd15-male-male-100-ft
CHD26MF-25 | 优良型模制D-Sub 线缆, HD26 公头 / HD26 母头, 25.0 ft / 7.6 m | 59.6235 | https://www.l-com.cn/d-sub-deluxe-molded-d-sub-cable-hd26-male-female-250-ft
CHD44MM-15 | 优良型模制D-Sub 线缆, HD44 公头 / HD44 公头, 15.0 ft / 4.6 m | 243.135 | https://www.l-com.cn/d-sub-deluxe-molded-d-sub-cable-hd44-male-male-150-ft
CHD62MF-1 | 优良型模制D-Sub线缆，HD62公头/母头，1英尺（0.3米） | 56.97 | https://www.l-com.cn/d-sub-deluxe-molded-d-sub-cable-hd62-male-female-1-ft
CHD62MM-1 | 优良型模制D-Sub线缆，HD62公头/公头，1英尺（0.3米） | 62.47 | https://www.l-com.cn/d-sub-deluxe-molded-d-sub-cable-hd62-male-male-1-ft
CHD62MM-5 | 优良型D-Sub模制线缆，HD62公头/公头，5.0ft/1.5m | 85.6542 | https://www.l-com.cn/d-sub-deluxe-molded-d-sub-cable-hd62-male-male-50-ft
CHD78MF-1 | 优良型模制D-Sub线缆，HD78公头/母头，1英尺（0.3米） | 72.2842 | https://www.l-com.cn/d-sub-deluxe-molded-d-sub-cable-hd78-male-female-1-ft
CHD78MM-10 | 优良型D-Sub模制线缆，HD78公头/公头，10.0ft/3.0m | 143.5 | https://www.l-com.cn/d-sub-deluxe-molded-d-sub-cable-hd78-male-male-100-ft
CHD78MM-2.5 | 优良型D-Sub模制线缆，HD78公头/公头，2.5ft/0.8m | 91.28 | https://www.l-com.cn/d-sub-deluxe-molded-d-sub-cable-hd78-male-male-25-ft
CIB24-03M | 特优型IEEE-488线缆，正向/正向0.3m | 155.696 | https://www.l-com.cn/ieee-488-gpib-premium-ieee-488-cable-normal-normal-03m
CIB24-10M | 特优型IEEE-488线缆，正向/正向10.0m | 364.0667 | https://www.l-com.cn/ieee-488-gpib-premium-ieee-488-cable-normal-normal-100m
CIB24-12M | 特优型IEEE-488线缆，正向/正向12.0m | 367.6 | https://www.l-com.cn/ieee-488-gpib-premium-ieee-488-cable-normal-normal-120m
CIB24-15M | 特优型IEEE-488线缆，正向/正向15.0m | 428.0267 | https://www.l-com.cn/ieee-488-gpib-premium-ieee-488-cable-normal-normal-150m
CIB24-18M | 特优型IEEE-488线缆，正向/正向18.0m | 542.2933 | https://www.l-com.cn/ieee-488-gpib-premium-ieee-488-cable-normal-normal-180m
CIB24-4M | 特优型IEEE-488线缆，正向/正向4.0m | 295.7888 | https://www.l-com.cn/ieee-488-gpib-premium-ieee-488-cable-normal-normal-40m
CIB24-8M | 特优型IEEE-488线缆，正向/正向8.0m | 1920.06 | https://www.l-com.cn/ieee-488-gpib-premium-ieee-488-cable-normal-normal-80m
CIB24MT | 多插头总线条配备4个IEEE-488插座 | 109.093 | https://www.l-com.cn/patch-panel-server-rack-multi-tap-bus-strip-with-4-ieee-488-receptacles
CIB24XFR | 180°反向IEEE-488适配器，母头/母头 | 55.1628 | https://www.l-com.cn/ieee-488-gpib-180-degree-reverse-ieee-488-adapter-female-female
CIB24XM | 改进型IEEE-488适配器，公头/母头 | 54.252 | https://www.l-com.cn/ieee-488-gpib-modified-ieee-488-extender-male-female
CIB24XR | 180°反向IEEE-488适配器，公头/母头 | 38.204 | https://www.l-com.cn/ieee-488-gpib-180-degree-reverse-ieee-488-extender-male-female
CIF24-6M | 优良型 IEEE-488 线缆，6.0m | 241.28 | https://www.l-com.cn/ieee-488-gpib-deluxe-ieee-488-cable-60m
CIM24-05M | 模制IEEE-488线缆，反向/反向，0.5m | 177.1 | https://www.l-com.cn/ieee-488-gpib-molded-ieee-488-cable-reverse-reverse-05m
CIM24-1M | 模制IEEE-488线缆，反向/反向，1.0m | 115.41 | https://www.l-com.cn/ieee-488-gpib-molded-ieee-488-cable-reverse-reverse-10m
CIM24-2M | 模制IEEE-488线缆，反向/反向，2.0m | 233.73 | https://www.l-com.cn/ieee-488-gpib-molded-ieee-488-cable-reverse-reverse-20m
CIM24-3M | 模制IEEE-488线缆，反向/反向，3.0m | 245.81 | https://www.l-com.cn/ieee-488-gpib-molded-ieee-488-cable-reverse-reverse-30m
CIM24-4M | 模制IEEE-488线缆，反向/反向，4.0m | 104.035 | https://www.l-com.cn/ieee-488-gpib-molded-ieee-488-cable-reverse-reverse-40m
CIM24-5M | 模制IEEE-488线缆，反向/反向，5.0m | 309.04 | https://www.l-com.cn/ieee-488-gpib-molded-ieee-488-cable-reverse-reverse-50m
CIM24-6M | 模制IEEE-488线缆，反向/反向，6.0m | 336.14 | https://www.l-com.cn/ieee-488-gpib-molded-ieee-488-cable-reverse-reverse-60m
CMB24-1M | 模制IEEE-488线缆，正向/正向，1.0m | 115.12 | https://www.l-com.cn/ieee-488-gpib-molded-ieee-488-cable-normal-normal-10m
CMB24-4M | 模制IEEE-488线缆，正向/正向，4.0m | 240.53 | https://www.l-com.cn/ieee-488-gpib-molded-ieee-488-cable-normal-normal-40m
CMB24-5M | 模制IEEE-488线缆，正向/正向，5.0m | 300.37 | https://www.l-com.cn/ieee-488-gpib-molded-ieee-488-cable-normal-normal-50m
CMB24-6M | 模制IEEE-488线缆，正向/正向，6.0m | 336.15 | https://www.l-com.cn/ieee-488-gpib-molded-ieee-488-cable-normal-normal-60m
CMB24-8M | 模制IEEE-488线缆，正向/正向，8.0m | 288.45 | https://www.l-com.cn/ieee-488-gpib-molded-ieee-488-cable-normal-normal-80m
CMSP-CAT5-2 | 室内级5类双端口10/100Base-T避雷器，中等功率 | 215.7408 | https://www.l-com.cn/surge-protector-indoor-2-port-med-power-10-100-base-t-cat5-lightning-surge-protector
CMSP-CAT5-4 | 室内四端口中等功率10/100 Base-T 5类浪涌保护器（避雷器） | 352.2024 | https://www.l-com.cn/surge-protector-indoor-4-port-med-power-10-100-base-t-cat5-lightning-surge-protector
CMSP-CAT5-8 | 室内级5类八端口10/100Base-T避雷器，中等功率 | 220 | https://www.l-com.cn/surge-protector-indoor-8-port-med-power-10-100-base-t-cat5-lightning-surge-protector
CMSP-CAT6-2 | 室内级屏蔽6类双端口10/100/1000Base-T避雷器，PoE，RJ45连接器 | 311.4095 | https://www.l-com.cn/surge-protector-indoor-2-port-10-100-1000-base-t-shielded-cat6-poe-lightning-protector-rj45
CMSP-CAT6-4 | 室内4端口10/100/1000 Base-T屏蔽式6类PoE浪涌保护器（避雷器） - RJ45 | 367.8594 | https://www.l-com.cn/surge-protector-indoor-4-port-10-100-1000-base-t-shielded-cat6-poe-lightning-protector-rj45
CMSP-CAT6T-2 | 室内级6类双端口10/100/1000Base-T避雷器，气体放电管，RJ45插座 | 314.3003 | https://www.l-com.cn/surge-protector-indoor-2-port-10-100-1000-base-t-gas-tube-cat6-lightning-protector-rj45-jacks
CMSP-CAT6T-4 | 室内4端口10/100/1000 Base-T气体管6类浪涌保护器（避雷器） - RJ45 | 549.4865 | https://www.l-com.cn/surge-protector-indoor-4-port-10-100-1000-base-t-gas-tube-cat6-lightning-protector-rj45-jacks
CMSP-DT-2 | 室内级双线电话/DSL/T1避雷器与浪涌保护器，高功率，RJ11插座 | 682.2 | https://www.l-com.cn/surge-protector-indoor-2-line-hi-power-telephone-dsl-t1-lightning-surge-protector-rj11-jacks
CMSP-DT-4 | 室内级四线电话/DSL/T1避雷器与浪涌保护器，高功率，RJ11插座 | 1027.1448 | https://www.l-com.cn/surge-protector-indoor-quad-hi-power-telephone-dsl-t1-lightning-surge-protector-rj11-jacks
CMSP-VIDEO-2I | 室内级双端口同轴视频浪涌保护器，隔离BNC连接器 | 103.805 | https://www.l-com.cn/surge-protector-indoor-dual-port-coaxial-video-surge-protector-isolated-bnc-connectors
CMSP-VIDEO-4 | 室内四芯同轴视频浪涌保护器 - BNC连接器 | 403.128 | https://www.l-com.cn/audio-video-indoor-quad-coaxial-video-surge-protector-bnc-connectors
CN1032-50 | 10-32笼型螺母，50件/袋 | 435.9888 | https://www.l-com.cn/patch-panel-server-rack-10-32-cage-nuts-pkg-50
COILMB5EXT-2M | USB卷缆 – Mini B型5插脚公头/母头，0.5m到2.0 m | 20.51 | https://www.l-com.cn/usb-coiled-usb-cable-mini-b-5-position-male-female-5m-to-20m
CON-M124PCBF | M12 4针母头PCB安装连接器 | 20.6396 | https://www.l-com.cn/ethernet-m12-4-position-d-code-female-pcb-mount-receptacle-front-mounting-and-pcb-style
CON-TS14-BLK | TS 1/4in连接器，公头，黑色标识带 | 10.575 | https://www.l-com.cn/audio-video-male-ts-1-4-connector-black-id-band
CON-TS14-RA | TS 1/4in连接器，公头直角式 | 11.25 | https://www.l-com.cn/audio-video-male-ts-1-4-connector-right-angle
CON-XLR3F | XLR 3针焊接连接器，母头 | 5.1776 | https://www.l-com.cn/audio-video-xlr-3-pin-solder-connector-female
CON-XLR-MRA | 3针XLR连接器，公头直角式 | 9.9683 | https://www.l-com.cn/audio-video-3-pin-xlr-connector-male-right-angle
CPF100-30U | 压接式母端子 - 30µ镀金，100件/卷 | 23.138 | https://www.l-com.cn/d-sub-crimp-poke-female-sockets-30u-gold-reel-100
CPM100-30U | 压接式公端子 - 30µ镀金，100件/卷 | 22.3776 | https://www.l-com.cn/d-sub-crimp-poke-male-pins-30u-gold-reel-100
CPMS15MF-1 | 大功率D-sub线缆，DB15公头/母头，1.0ft/0.3m | 87.73 | https://www.l-com.cn/d-sub-heavy-duty-d-sub-cable-db15-male-female-10-ft
CPMS15MF-25 | 大功率D-sub线缆，DB15公头/母头，25.0ft/7.6m | 243.6375 | https://www.l-com.cn/d-sub-heavy-duty-d-sub-cable-db15-male-female-250-ft
CPMS15MM-10 | 大功率D-sub线缆，DB15公头/公头，10.0ft/3.0m | 74.842 | https://www.l-com.cn/d-sub-heavy-duty-d-sub-cable-db15-male-male-100-ft
CPMS15MM-5 | 大功率D-sub线缆，DB15公头/公头，5.0ft/1.5m | 48.2967 | https://www.l-com.cn/d-sub-heavy-duty-d-sub-cable-db15-male-male-50-ft
CPMS15MM-50 | 大功率D-sub线缆，DB15公头/公头，50.0ft/15.2m | 300.42 | https://www.l-com.cn/d-sub-heavy-duty-d-sub-cable-db15-male-male-500-ft
CPMS25MF-1 | 大功率D-sub线缆，DB25公头/母头，1.0ft/0.3m | 53.6 | https://www.l-com.cn/d-sub-heavy-duty-d-sub-cable-db25-male-female-10-ft
CPMS25MM-1 | 大功率D-sub线缆，DB25公头/公头，1.0ft/0.3m | 40.76 | https://www.l-com.cn/d-sub-heavy-duty-d-sub-cable-db25-male-male-10-ft
CPMS25MM-2.5 | 大功率D-sub线缆，DB25公头/公头，2.5ft/0.8m | 52.7933 | https://www.l-com.cn/d-sub-heavy-duty-d-sub-cable-db25-male-male-25-ft
CPMS9MF-1 | 大功率D-sub线缆，DB9公头/母头，1.0ft/0.3m | 72.135 | https://www.l-com.cn/d-sub-heavy-duty-d-sub-cable-db9-male-female-10-ft
CPMS9MM-10 | 大功率D-sub线缆，DB9公头/公头，10.0ft/3.0m | 50.89 | https://www.l-com.cn/d-sub-heavy-duty-d-sub-cable-db9-male-male-100-ft
CPMS9MM-2.5 | 大功率D-sub线缆，DB9公头/公头，2.5ft/0.8m | 71.25 | https://www.l-com.cn/d-sub-heavy-duty-d-sub-cable-db9-male-male-25-ft
CPMS9MM-5 | 大功率D-sub线缆，DB9公头/公头，5.0ft/1.5m | 48.5373 | https://www.l-com.cn/d-sub-heavy-duty-d-sub-cable-db9-male-male-50-ft
CRMN15FF-1 | 模制D-Sub线缆，可反向配接零件，DB15母头/母头，1英尺（0.3米） | 16.1067 | https://www.l-com.cn/d-sub-reversible-hardware-molded-d-sub-cable-db15-female-female-1-ft
CRMN15FF-10 | 模制D-Sub 线缆, DB15 母头 / DB15 母头,带可逆硬件, 10.0 ft/3.0 m | 98.145 | https://www.l-com.cn/d-sub-reversible-hardware-molded-d-sub-cable-db15-female-female-100-ft
CRMN15FF-15 | 模制D-Sub 线缆, DB15 母头 / DB15 母头,带可逆硬件, 15.0 ft / 4.6 m | 31.37 | https://www.l-com.cn/d-sub-reversible-hardware-molded-d-sub-cable-db15-female-female-150-ft
CRMN15FF-25 | 模制D-Sub线缆，可反向配接零件，DB15母头/母头，25英尺（7.6米） | 132.6758 | https://www.l-com.cn/d-sub-reversible-hardware-molded-d-sub-cable-db15-female-female-250-ft
CRMN15FF-5 | 模制D-Sub 线缆, DB15 母头 / DB15 母头,带可逆硬件, 5.0 ft / 1.5 m | 25.72 | https://www.l-com.cn/d-sub-reversible-hardware-molded-d-sub-cable-db15-female-female-50-ft
CRMN15MF-2.5 | 模制D-Sub 线缆, DB15 公头 / DB15 母头,带可逆硬件, 2.5 ft / 0.75 m | 35.265 | https://www.l-com.cn/d-sub-reversible-hardware-molded-d-sub-cable-db15-male-female-25-ft
CRMN15MM-1 | 模制D-Sub线缆，可反向配接零件，DB15公头/公头，1英尺（0.3米） | 16.7 | https://www.l-com.cn/d-sub-reversible-hardware-molded-d-sub-cable-db15-male-male-1-ft
CRMN15MM-10 | 模制D-Sub 线缆, DB15 公头 / DB15 公头,带可逆硬件, 10.0 ft / 3 m | 25.46 | https://www.l-com.cn/d-sub-reversible-hardware-molded-d-sub-cable-db15-male-male-100-ft
CRMN15MM-2.5 | 模制D-Sub 线缆, DB15 公头 / DB15 公头,带可逆硬件, 2.5 ft / 0.75 m | 17.5525 | https://www.l-com.cn/d-sub-reversible-hardware-molded-d-sub-cable-db15-male-male-25-ft
CRMN15MM-25 | 模制D-Sub线缆，可反向配接零件，DB15公头/公头，25英尺（7.6米） | 41.83 | https://www.l-com.cn/d-sub-reversible-hardware-molded-d-sub-cable-db15-male-male-250-ft
CRMN15MM-5 | 模制D-Sub 线缆, DB15 公头 / DB15 公头,带可逆硬件, 5.0 ft / 1.5 m | 20.4858 | https://www.l-com.cn/d-sub-reversible-hardware-molded-d-sub-cable-db15-male-male-50-ft
CRMN25MF-1 | 模制D-Sub线缆，可反向配接零件，DB25公头/母头，1英尺（0.3米） | 20.9129 | https://www.l-com.cn/d-sub-reversible-hardware-molded-d-sub-cable-db25-male-female-1-ft
CRMN25MM-15 | 模制D-Sub 线缆, DB25 公头 / DB25 公头,带可逆硬件, 15.0 ft / 4.6 m | 105.66 | https://www.l-com.cn/d-sub-reversible-hardware-molded-d-sub-cable-db25-male-male-150-ft
CRMN25MM-2.5 | 模制D-Sub 线缆, DB25 公头 / DB25 公头,带可逆硬件, 2.5 ft / 0.75 m | 24.0014 | https://www.l-com.cn/d-sub-reversible-hardware-molded-d-sub-cable-db25-male-male-25-ft
CRMN25MM-25 | 模制D-Sub 线缆, DB25 公头 / DB25 公头,带可逆硬件, 25.0 ft / 7.6 m | 62.14 | https://www.l-com.cn/d-sub-reversible-hardware-molded-d-sub-cable-db25-male-male-250-ft
CRMN37FF-1 | 模制D-Sub线缆，可反向配接零件，DB37母头/母头，1英尺（0.3米） | 30.88 | https://www.l-com.cn/d-sub-reversible-hardware-molded-d-sub-cable-db37-female-female-1-ft
CRMN37FF-2.5 | 模制D-Sub 线缆, DB37 母头 / DB37 母头,带可逆硬件, 2.5 ft / 0.75 m | 34.18 | https://www.l-com.cn/d-sub-reversible-hardware-molded-d-sub-cable-db37-female-female-25-ft
CRMN37MF-10 | 模制D-Sub 线缆, DB37 公头 / DB37 母头,带可逆硬件, 10.0 ft / 3 m | 81.4275 | https://www.l-com.cn/d-sub-reversible-hardware-molded-d-sub-cable-db37-male-female-100-ft
CRMN37MF-2.5 | 模制D-Sub 线缆, DB37 公头 / DB37 母头,带可逆硬件, 2.5 ft / 0.75 m | 32.93 | https://www.l-com.cn/d-sub-reversible-hardware-molded-d-sub-cable-db37-male-female-25-ft
CRMN37MF-25 | 模制D-Sub 线缆, DB37 公头 / DB37 母头,带可逆硬件, 25.0 ft / 7.6 m | 96.2982 | https://www.l-com.cn/d-sub-reversible-hardware-molded-d-sub-cable-db37-m-f-250-ft
CRMN37MM-1 | 模制D-Sub线缆，可反向配接零件，DB37公头/公头，1英尺（0.3米） | 34.64 | https://www.l-com.cn/d-sub-reversible-hardware-molded-d-sub-cable-db37-male-male-1-ft
CRMN37MM-10 | 模制D-Sub 线缆, DB37 公头 / DB37 公头,带可逆硬件, 10.0 ft / 3 m | 84.53 | https://www.l-com.cn/d-sub-reversible-hardware-molded-d-sub-cable-db37-male-male-100-ft
CRMN37MM-15 | 模制D-Sub 线缆, DB37 公头 / DB37 公头,带可逆硬件, 15.0 ft / 4.6 m | 64.295 | https://www.l-com.cn/d-sub-reversible-hardware-molded-d-sub-cable-db37-male-male-150-ft
CRMN37MM-25 | 模制D-Sub 线缆, DB37 公头 / DB37 公头,带可逆硬件, 25.0 ft / 7.6 m | 121.9 | https://www.l-com.cn/d-sub-reversible-hardware-molded-d-sub-cable-db37-male-male-250-ft
CRMN9FF-1 | 模制D-Sub线缆，可反向配接零件，DB9母头/母头，1英尺（0.3米） | 14.84 | https://www.l-com.cn/d-sub-reversible-hardware-molded-d-sub-cable-db9-female-female-1-ft
CRMN9FF-25 | 模制D-Sub 线缆, DB9 母头 / DB9 母头,带可逆硬件, 25.0 ft / 7.6 m | 29.66 | https://www.l-com.cn/d-sub-reversible-hardware-molded-d-sub-cable-db9-female-female-250
CRMN9MM-1 | 模制D-Sub线缆，可反向配接零件，DB9公头/公头，1英尺（0.3米） | 12.8 | https://www.l-com.cn/d-sub-reversible-hardware-molded-d-sub-cable-db9-male-male-1-ft
CRMN9MM-2.5 | 模制D-Sub 线缆, DB9 公头 / DB9 公头,带可逆硬件, 2.5 ft / 0.75 m | 25.545 | https://www.l-com.cn/d-sub-reversible-hardware-molded-d-sub-cable-db9-male-male-25-ft
CS15-1000 | 散装线缆，15芯，24 AWG，1,000ft/304.8m线轴包装 | 3380.8368 | https://www.l-com.cn/d-sub-15-conductor-24-awg-bulk-cable-1000-ft-spool
CS-1912 | 双端口USB 3.0 DisplayPort KVMP交换机 | 2148.0077 | https://www.l-com.cn/audio-video-2-port-usb-30-displayport-kvmp-switch
CS25-1000 | 散装线缆，25芯，24 AWG，1,000ft/304.8m线轴包装 | 3800.995 | https://www.l-com.cn/d-sub-25-conductor-24-awg-bulk-cable-1000-ft-spool
CS2H15MF-50 | 特优型特优型模制D-Sub 线缆, HD15 公头 / HD15 母头, 50.0 ft / 15.2 m | 82.97 | https://www.l-com.cn/d-sub-premium-molded-d-sub-cable-hd15-male-female-500-ft
CS2H15MM-10 | 特优型特优型模制D-Sub 线缆, HD15 公头 / HD15 公头, 10.0 ft / 3 m | 33.7425 | https://www.l-com.cn/d-sub-premium-molded-d-sub-cable-hd15-male-hd15-male-100-ft
CS2H15MM-12 | 特优型模制D-Sub线缆，HD15公头/HD15公头，12英尺（3.7米） | 66.73 | https://www.l-com.cn/d-sub-premium-molded-d-sub-cable-hd15-male-hd15-male-120-ft
CS2H15MM-25 | 特优型特优型模制D-Sub 线缆, HD15 公头 / HD15 公头, 25.0 ft / 7.6 m | 58.305 | https://www.l-com.cn/d-sub-premium-molded-d-sub-cable-hd15-male-hd15-male-250-ft
CS2H15MM-6 | 特优型模制D-Sub线缆，HD15公头/HD15公头，6英尺（1.8米） | 39.41 | https://www.l-com.cn/d-sub-premium-molded-d-sub-cable-hd15-male-hd15-male-60-ft
CS2HB15MF-1 | 特优型模制D-Sub线缆，黑色，HD15公头/母头，1.0ft/0.3m | 19.25 | https://www.l-com.cn/d-sub-premium-molded-black-d-sub-cable-hd15-male-female-10-ft
CS2HB15MF-15 | 特优型模制D-Sub线缆，黑色，HD15公头/母头，15.0ft/4.6m | 42.3789 | https://www.l-com.cn/d-sub-premium-molded-black-d-sub-cable-hd15-male-female-150-ft
CS2HB15MF-2.5 | 特优型模制D-Sub线缆，黑色，HD15公头/母头，2.5ft/0.8m | 21.95 | https://www.l-com.cn/d-sub-premium-molded-black-d-sub-cable-hd15-male-female-25-ft
CS2HB15MF-25 | 特优型模制D-Sub线缆，黑色，HD15公头/母头，25.0ft/7.6m | 59.7133 | https://www.l-com.cn/d-sub-premium-molded-black-d-sub-cable-hd15-male-female-250-ft
CS2HB15MF-50 | 特优型模制D-Sub线缆，黑色，HD15公头/母头，50.0ft/15.2m | 140.5 | https://www.l-com.cn/d-sub-premium-molded-black-d-sub-cable-hd15-male-female-500-ft
CS2HB15MM-1 | 特优型模制D-Sub线缆，黑色，HD15公头/公头，1.0ft/0.3m | 24.44 | https://www.l-com.cn/d-sub-premium-molded-black-d-sub-cable-hd15-male-male-10-ft
CS2HB15MM-2.5 | 特优型模制D-Sub线缆，黑色，HD15公头/公头，2.5ft/0.8m | 27.885 | https://www.l-com.cn/d-sub-premium-molded-black-d-sub-cable-hd15-male-male-25-ft
CS2HB15MM-25 | 特优型模制D-Sub线缆，黑色，HD15公头/公头，25.0ft/7.6m | 58.18 | https://www.l-com.cn/d-sub-premium-molded-black-d-sub-cable-hd15-male-male-250-ft
CS2HB15MM-5 | 特优型模制D-Sub线缆，黑色，HD15公头/公头，5.0ft/1.5m | 27.2333 | https://www.l-com.cn/d-sub-premium-molded-black-d-sub-cable-hd15-male-male-50-ft
CS2N15MF-5 | 特优型模制D-Sub 线缆, DB15 公头 / DB15 母头, 5.0 ft / 1.5 m | 26.92 | https://www.l-com.cn/d-sub-premium-molded-d-sub-cable-db15-male-female-50-ft
CS2N15MM-15 | 特优型模制D-Sub线缆，DB15公头/公头，15英尺（4.6米） | 35.65 | https://www.l-com.cn/d-sub-premium-molded-db15-cable-db15-male-male-150-ft
CS2N25MF-5 | 特优型模制D-Sub 线缆, DB25 公头 / DB25 母头, 5.0 ft / 1.5 m | 35.966 | https://www.l-com.cn/d-sub-premium-molded-d-sub-cable-db25-male-female-50-ft
CS2N25MM-25 | 特优型模制D-Sub 线缆, DB25 公头 / DB25 公头, 25.0 ft / 7.6 m | 87.84 | https://www.l-com.cn/d-sub-premium-molded-d-sub-cable-db25-male-male-250-ft
CS2N37MF-1 | 特优型模制D-Sub 线缆, DB37 公头 / DB37 母头, 1.0 ft / 0.3 m | 33.5967 | https://www.l-com.cn/d-sub-premium-molded-d-sub-cable-db37-male-female-10-ft
CS2N37MM-5 | 特优型模制D-Sub 线缆, DB37 公头 / DB37 公头,5.0 ft / 1.5 m | 74.187 | https://www.l-com.cn/d-sub-premium-molded-d-sub-cable-db37-male-male-50-ft
CS2N9MF-1 | 特优型模制D-Sub 线缆, DB9 公头 / DB9 母头,1.0 ft / 0.3 m | 19.41 | https://www.l-com.cn/d-sub-premium-molded-d-sub-cable-db9-male-female-10-ft
CS2N9MF-12 | 特优型模制D-Sub线缆，DB9公头/母头，12英尺（3.7米） | 37.15 | https://www.l-com.cn/d-sub-premium-molded-d-sub-cable-db9-male-female-120-ft
CS2N9MM-1 | 特优型模制D-Sub 线缆, DB9 公头 / DB9 公头, 1.0 ft / 0.3 m | 21.1 | https://www.l-com.cn/d-sub-premium-molded-d-sub-cable-db9-male-male-10-ft
CS2N9MM-15 | 特优型模制D-Sub 线缆, DB9 公头 / DB9 公头, 15.0 ft / 4.6 m | 38.06 | https://www.l-com.cn/d-sub-premium-molded-d-sub-cable-db9-male-male-150-ft
CS2N9MM-5 | 特优型模制D-Sub线缆，DB9公头/公头，5英尺（1.5米） | 19.1468 | https://www.l-com.cn/d-sub-premium-molded-d-sub-cable-db9-male-male-50-ft
CS2N9MM-50 | 特优型模制D-Sub 线缆, DB9 公头 / DB9 公头, 50 ft / 15 m | 132.345 | https://www.l-com.cn/d-sub-premium-molded-d-sub-cable-db9-male-male-500-ft
CS2NB15MF-10 | 特优型黑色D-Sub模制线缆，DB15公头/母头，10.0ft/3.0m | 40.5 | https://www.l-com.cn/d-sub-premium-molded-black-d-sub-cable-db15-male-female-100-ft
CS2NB15MF-25 | 特优型黑色D-Sub模制线缆，DB15公头/母头，25.0ft/7.6m | 57.05 | https://www.l-com.cn/d-sub-premium-molded-black-d-sub-cable-db15-male-female-250-ft
CS2NB15MF-5 | 特优型黑色D-Sub模制线缆，DB15公头/母头，5.0ft/1.5m | 24.87 | https://www.l-com.cn/d-sub-premium-molded-black-d-sub-cable-db15-male-female-50-ft
CS2NB15MF-50 | 特优型黑色D-Sub模制线缆，DB15公头/母头，50.0ft/15.2m | 90.53 | https://www.l-com.cn/d-sub-premium-molded-black-d-sub-cable-db15-male-female-500-ft
CS2NB15MM-1 | 特优型黑色D-Sub模制线缆，DB15公头/公头，1.0ft/0.3m | 32.25 | https://www.l-com.cn/d-sub-premium-molded-black-d-sub-cable-db15-male-male-10-ft
CS2NB15MM-25 | 特优型黑色D-Sub模制线缆，DB15公头/公头，25.0ft/7.6m | 64.7 | https://www.l-com.cn/d-sub-premium-molded-black-d-sub-cable-db15-male-male-250-ft
CS2NB15MM-50 | 特优型黑色D-Sub模制线缆，DB15公头/公头，50.0ft/15.2m | 105.56 | https://www.l-com.cn/d-sub-premium-molded-black-d-sub-cable-db15-male-male-500-ft
CS2NB25MF-1 | 特优型黑色D-Sub模制线缆，DB25公头/母头，1.0ft/0.3m | 29.2518 | https://www.l-com.cn/d-sub-premium-molded-black-d-sub-cable-db25-male-female-10-ft
CS2NB25MF-10 | 特优型黑色D-Sub模制线缆，DB25公头/母头，10.0ft/3.0m | 49.8756 | https://www.l-com.cn/d-sub-premium-molded-black-d-sub-cable-db25-male-female-100-ft
CS2NB25MF-15 | 特优型模制D-Sub线缆，黑，DB25公头/母头，15英尺（4.6米） | 71.059 | https://www.l-com.cn/d-sub-premium-molded-black-d-sub-cable-db25-male-female-150-ft
CS2NB25MF-50 | 特优型黑色D-Sub模制线缆，DB25公头/母头，50.0ft/15.2m | 161.41 | https://www.l-com.cn/d-sub-premium-molded-black-d-sub-cable-db25-male-female-500-ft
CS2NB25MM-25 | 特优型黑色D-Sub模制线缆，DB25公头/公头，25.0ft/7.6m | 96.3 | https://www.l-com.cn/d-sub-premium-molded-black-d-sub-cable-db25-male-male-250-ft
CS2NB25MM-5 | 特优型黑色D-Sub模制线缆，DB25公头/公头，5.0ft/1.5m | 88.5 | https://www.l-com.cn/d-sub-premium-molded-black-d-sub-cable-db25-male-male-50-ft
CS2NB9MF-1 | 特优型黑色D-Sub模制线缆，DB9公头/母头，1.0ft/0.3m | 16.5839 | https://www.l-com.cn/d-sub-premium-molded-black-d-sub-cable-db9-male-female-10-ft
CS2NB9MF-15 | 特优型模制D-Sub线缆，黑，DB9公头/母头，15英尺（4.6米） | 34.7133 | https://www.l-com.cn/d-sub-premium-molded-black-d-sub-cable-db9-male-female-150-ft
CS2NB9MF-2.5 | 特优型黑色D-Sub模制线缆，DB9公头/母头，2.5ft/0.8m | 16.67 | https://www.l-com.cn/d-sub-premium-molded-black-d-sub-cable-db9-male-female-25-ft
CS2NB9MF-25 | 特优型黑色D-Sub模制线缆，DB9公头/母头，25.0ft/7.6m | 48.12 | https://www.l-com.cn/d-sub-premium-molded-black-d-sub-cable-db9-male-female-250-ft
CS2NB9MM-1 | 特优型黑色D-Sub模制线缆，DB9公头/公头，1.0ft/0.3m | 14.92 | https://www.l-com.cn/d-sub-premium-molded-black-d-sub-cable-db9-male-male-10-ft
CS2NB9MM-10 | 特优型黑色D-Sub模制线缆，DB9公头/公头，10.0ft/3.0m | 26.9 | https://www.l-com.cn/d-sub-premium-molded-black-d-sub-cable-db9-male-male-100-ft
CS2NB9MM-15 | 特优型黑色D-Sub模制线缆，DB9公头/公头，15.0ft/4.6m | 43.96 | https://www.l-com.cn/d-sub-premium-molded-black-d-sub-cable-db9-male-male-150-ft
CS2NB9MM-2.5 | 特优型黑色D-Sub模制线缆，DB9公头/公头，2.5ft/0.8m | 23.85 | https://www.l-com.cn/d-sub-premium-molded-black-d-sub-cable-db9-male-male-25-ft
CS2NB9MM-25 | 特优型黑色D-Sub模制线缆，DB9公头/公头，25.0ft/7.6m | 46.96 | https://www.l-com.cn/d-sub-premium-molded-black-d-sub-cable-db9-male-male-250-ft
CS2NB9MM-5 | 特优型黑色D-Sub模制线缆，DB9公头/公头，5.0ft/1.5m | 19.37 | https://www.l-com.cn/d-sub-premium-molded-black-d-sub-cable-db9-male-male-50-ft
CS2NB9MM-50 | 特优型黑色D-Sub模制线缆，DB9公头/公头，50.0ft/15.2m | 79.88 | https://www.l-com.cn/d-sub-premium-molded-black-d-sub-cable-db9-male-male-500-ft
CS-30W | Carbide Fiber Optic Scribe, 30 Wedge | 320.2749 | https://www.l-com.cn/fiber-optic-carbide-fiber-optic-scribe-30-degree-wedge
CS4-1000 | 4芯导体,24 AWG,散装线缆, 1,000 ft/305 m 线轴包装包装 | 1421.0143 | https://www.l-com.cn/d-sub-4-conductor-24-awg-bulk-cable-1000-ft-spool
CS62U | Aten线缆连体式双端口KVM切换器，USB，带音频接口 | 227.6208 | https://www.l-com.cn/audio-video-aten-integrated-cable-2-port-kvm-switch-usb-w-audio
CS64US | Aten线缆连体式四端口KVM切换器，USB，带音频接口 | 418.6215 | https://www.l-com.cn/audio-video-aten-integrated-cable-4-port-kvm-switch-usb-w-audio
CS84U | Aten桌面式四端口KVM切换器，PS/2至USB | 660.6792 | https://www.l-com.cn/audio-video-aten-desktop-4-port-ps-2-usb-kvm-switch
CS9-1000 | 9芯导体,24 AWG,散装线缆, 1,000 ft/305 m 线轴包装包装 | 1769.5939 | https://www.l-com.cn/d-sub-9-conductor-24-awg-bulk-cable-1000-ft-spool
CS925 | 锯齿刃接线剪刀 | 117.5978 | https://www.l-com.cn/ethernet-cable-splicer-serrated-scissor
CSCPMS09-100 | 双屏蔽散装线缆，9芯，20 AWG，100ft/30.4m圈装 | 291.04 | https://www.l-com.cn/d-sub-9-conductor-20-awg-double-shielded-bulk-cable-1000-feet
CSLSZH09-1000 | 9芯导体,24 AWG,低烟无卤 ,散装线缆, 双屏蔽层,1,000 ft/305 m 线轴包装包装 | 4207.1741 | https://www.l-com.cn/d-sub-9-conductor-24-awg-low-smoke-zero-halogen-bulk-cable-1000-ft-spool
CSLSZH09-500 | 9芯导体,24 AWG,低烟无卤 ,散装线缆, 双屏蔽层,500 ft/152.4 m 线轴包装包装 | 2268.2563 | https://www.l-com.cn/d-sub-9-conductor-24-awg-low-smoke-zero-halogen-bulk-cable-500-ft-spool
CSLSZH15-500 | 15芯导体,24 AWG,低烟无卤 ,散装线缆, 双层屏蔽,500 ft/152.4 m 线轴包装包装 | 2476.584 | https://www.l-com.cn/d-sub-15-conductor-24-awg-low-smoke-zero-halogen-bulk-cable-500-ft-spool
CSLSZH25-100 | 25芯导体,24 AWG,低烟无卤 ,散装线缆, 双层屏蔽,100 ft/30 m 圈装 | 880.1892 | https://www.l-com.cn/d-sub-25-conductor-24-awg-low-smoke-zero-halogen-bulk-cable-100-ft-coil
CSM15MF-1 | 经济型模制D-Sub 线缆，DB15 公头 / DB15 母头, 1.0 ft / 0.3 m | 25.56 | https://www.l-com.cn/d-sub-economy-molded-d-sub-cable-db15-male-female-10-ft
CSM15MF-2.5 | 经济型模制D-Sub 线缆，DB15 公头 / DB15 母头, 2.5 ft / 0.75 m | 16.7512 | https://www.l-com.cn/d-sub-economy-molded-d-sub-cable-db15-male-female-25-ft
CSM15MF-50 | 经济型模制D-Sub 线缆，DB15 公头 / DB15 母头, 50.0 ft / 15.2 m | 73.55 | https://www.l-com.cn/d-sub-economy-molded-d-sub-cable-db15-male-female-500-ft
CSM15MM-10 | 经济型模制D-Sub 线缆，DB15 公头 / DB15 公头, 10.0 ft / 3 m | 21.2 | https://www.l-com.cn/d-sub-economy-molded-d-sub-cable-db15-male-male-100-ft
CSM15MM-25 | 经济型模制D-Sub 线缆，DB15 公头 / DB15 公头, 25 ft / 7.6 M | 41.39 | https://www.l-com.cn/d-sub-economy-molded-d-sub-cable-db15-male-male-250-ft
CSM25MF-2.5 | 经济型模制D-Sub 线缆，DB25 公头 / DB25 母头, 2.5 ft / 0.75 m | 20.785 | https://www.l-com.cn/d-sub-economy-molded-d-sub-cable-db25-male-female-25-ft
CSM25MM-2.5 | 经济型模制D-Sub 线缆，DB25 公头 / DB25 公头,2.5 ft / 0.75 m | 18.2 | https://www.l-com.cn/d-sub-economy-molded-d-sub-cable-db25-male-male-25-ft
CSM25MM-25 | 经济型模制D-Sub 线缆，DB25 公头 / DB25 公头, ft / 7.6 m | 65.74 | https://www.l-com.cn/d-sub-economy-molded-d-sub-cable-db25-male-male-250-ft
CSM37MF-25 | 经济型模制D-Sub 线缆，DB37 公头 / DB37 母头,25 ft / 7.6 M | 91.78 | https://www.l-com.cn/d-sub-economy-molded-d-sub-cable-db37-male-female-250-ft
CSM37MM-2.5 | 经济型模制D-Sub 线缆，DB37 公头 / DB37 公头,2.5 ft / 0.75 m | 32.0416 | https://www.l-com.cn/d-sub-economy-molded-d-sub-cable-db37-male-male-25-ft
CSM84AA-10M | IEEE-1284模制线缆，DB25公头/DB25公头，10米 | 115.24 | https://www.l-com.cn/d-sub-ieee-1284-molded-cable-db25m-db25m-100m
CSM84AA-1M | IEEE-1284模制线缆，DB25公头/DB25公头，1米 | 59.238 | https://www.l-com.cn/d-sub-ieee-1284-molded-cable-db25m-db25m-10m
CSM84AA-2M | IEEE-1284模制线缆，DB25公头/DB25公头，2米 | 41.82 | https://www.l-com.cn/d-sub-ieee-1284-molded-cable-db25m-db25m-20m
CSM84AA-3M | IEEE-1284模制线缆，DB25公头/DB25公头，3米 | 98.4 | https://www.l-com.cn/d-sub-ieee-1284-molded-cable-db25m-db25m-30m
CSM84AA-5M | IEEE-1284模制线缆，DB25公头/DB25公头，5米 | 89.728 | https://www.l-com.cn/d-sub-ieee-1284-molded-cable-db25m-db25m-50m
CSM84AB-10M | IEEE-1284模制线缆，DB25公头/CEN36公头，10米 | 129.95 | https://www.l-com.cn/d-sub-ieee-1284-molded-cable-db25m-cen36m-100m
CSM84AB-1M | IEEE-1284模制线缆，DB25公头/CEN36公头，1米 | 108.42 | https://www.l-com.cn/d-sub-ieee-1284-molded-cable-db25m-cen36m-10m
CSM84AB-2M | IEEE-1284模制线缆，DB25公头/CEN36公头，2米 | 118.04 | https://www.l-com.cn/d-sub-ieee-1284-molded-cable-db25m-cen36m-20m
CSM84AB-3M | IEEE-1284模制线缆，DB25公头/CEN36公头，3米 | 83.77 | https://www.l-com.cn/d-sub-ieee-1284-molded-cable-db25m-cen36m-30m
CSM84AB-5M | IEEE-1284模制线缆，DB25公头/CEN36公头，5米 | 81.43 | https://www.l-com.cn/d-sub-ieee-1284-molded-cable-db25m-cen36m-50m
CSM84AC-1M | IEEE-1284模制线缆，DB25公头/.05"间距36公头，1米 | 55.54 | https://www.l-com.cn/d-sub-ieee-1284-molded-cable-db25m-half-pitch-36m-10m
CSM84AC-3M | IEEE-1284模制线缆，DB25公头/.05"间距36公头，3米 | 105.36 | https://www.l-com.cn/d-sub-ieee-1284-molded-cable-db25m-half-pitch-36m-30m
CSM84CC-3M | IEEE-1284模制线缆, 半间距式36针 Centronics 公头 / 半间距式36针 Centronics 公头, 3.0 m | 98.8 | https://www.l-com.cn/d-sub-ieee-1284-molded-cable-half-pitch-36m-half-pitch-36m-30m
CSM94-05M2 | IEEE-1394火线线缆，1型公头-2型公头，0.5m | 48.92 | https://www.l-com.cn/firewire-din-scsi-sata-ieee-1394-firewire-cable-type-1-type-2-05m
CSM94-05M3 | IEEE-1394火线线缆，2型/2型，0.5米 | 14.7 | https://www.l-com.cn/firewire-din-scsi-sata-ieee-1394-firewire-cable-type-2-type-2-05m
CSM94-2M3 | IEEE-1394火线线缆，2型/2型，2米 | 20.08 | https://www.l-com.cn/firewire-din-scsi-sata-ieee-1394-firewire-cable-type-2-type-2-20m
CSM94-3M2 | IEEE-1394火线线缆，1型公头-2型公头，3.0m | 73.36 | https://www.l-com.cn/firewire-din-scsi-sata-ieee-1394-firewire-cable-type-1-type-2-30m
CSM94-5M2 | IEEE-1394火线线缆，1型公头-2型公头，5.0m | 85.86 | https://www.l-com.cn/firewire-din-scsi-sata-ieee-1394-firewire-cable-type-1-type-2-50m
CSM94-5M3 | IEEE-1394火线线缆，2型/2型，5米 | 72.19 | https://www.l-com.cn/firewire-din-scsi-sata-ieee-1394-firewire-cable-type-2-type-2-50m
CSM94B1-2M | IEEE-1394b 火线线缆，B型公头-1型公头，2.0m | 52.27 | https://www.l-com.cn/firewire-din-scsi-sata-ieee-1394b-firewire-cable-type-b-type-1-20m
CSM94B1-5M | IEEE-1394b 火线线缆，B型公头-1型公头，5.0m | 62.8825 | https://www.l-com.cn/firewire-din-scsi-sata-ieee-1394b-firewire-cable-type-b-type-1-50m
CSM94B2-2M | IEEE-1394b火线线缆，B型/2型，2米 | 49.82 | https://www.l-com.cn/firewire-din-scsi-sata-ieee-1394b-firewire-cable-type-b-type-2-20m
CSM94BB-1M | IEEE-1394b 火线线缆，B型公头-B型公头，1.0m | 49.51 | https://www.l-com.cn/firewire-din-scsi-sata-ieee-1394b-firewire-cable-type-b-type-b-10m
CSM94BB-5M | IEEE-1394b 火线线缆，B型公头-B型公头，5.0m | 77.9456 | https://www.l-com.cn/firewire-din-scsi-sata-ieee-1394b-firewire-cable-type-b-type-b-50m
CSM94L-05M | 自锁型IEEE-1394火线线缆，1型公头 / 1型公头, 0.5 m | 97.035 | https://www.l-com.cn/firewire-din-scsi-sata-latching-ieee-1394-firewire-cable-type-1-type-1-05m
CSM94L-1M | 自锁型IEEE-1394火线线缆，1型公头 / 1型公头,1.0m | 66.41 | https://www.l-com.cn/firewire-din-scsi-sata-latching-ieee-1394-firewire-cable-type-1-type-1-10m
CSM94L-5M | 自锁型IEEE-1394火线线缆，1型公头 / 1型公头,5.0m | 103.0094 | https://www.l-com.cn/firewire-din-scsi-sata-latching-ieee-1394-firewire-cable-type-1-type-1-50m
CSM94X-1M | IEEE-1394火线线缆，1型公头-1型母头，1.0m | 34.42 | https://www.l-com.cn/firewire-din-scsi-sata-ieee-1394-firewire-cable-type-1-m-type-1-f-10m
CSM94X-2M | IEEE-1394火线线缆，1型公头-1型母头，2.0m | 42.891 | https://www.l-com.cn/firewire-din-scsi-sata-ieee-1394-firewire-cable-type-1-m-type-1-f-20m
CSM94X-3M | IEEE-1394火线线缆，1型公头-1型母头，3.0m | 84.61 | https://www.l-com.cn/firewire-din-scsi-sata-ieee-1394-firewire-cable-type-1-m-type-1-f-30m
CSM9MF-25 | 经济型模制D-Sub 线缆，DB9 公头 / DB9 母头,25 ft / 7.6 M | 39.0055 | https://www.l-com.cn/d-sub-economy-molded-d-sub-cable-db9-male-female-250-ft
CSMD6MF-3 | 经济型模制线缆，迷你DIN 6公头/母头，3.0ft/0.9m | 9.06 | https://www.l-com.cn/firewire-din-scsi-sata-economy-molded-cable-mini-din-6-male-female-30-ft
CSMD8MF-10 | 经济型模制线缆，迷你DIN 8公头/母头，10.0ft/3.0m | 19.24 | https://www.l-com.cn/firewire-din-scsi-sata-economy-molded-cable-mini-din-8-male-female-100-ft
CSMD8MM-10 | 经济型模制线缆，迷你DIN 8公头/公头，10.0ft/3.0m | 14.7 | https://www.l-com.cn/firewire-din-scsi-sata-economy-molded-cable-mini-din-8-male-male-100-ft
CSMN15FF-10 | 优良型D-Sub模制线缆，DB15母头/母头，10.0ft/3.0m | 23.47 | https://www.l-com.cn/d-sub-deluxe-molded-d-sub-cable-db15-female-female-100-ft
CSMN15FF-15 | 优良型D-Sub模制线缆，DB15母头/母头，15.0ft/4.6m | 27.528 | https://www.l-com.cn/d-sub-deluxe-molded-d-sub-cable-db15-female-female-150-ft
CSMN15FF-5 | 优良型D-Sub模制线缆，DB15母头/母头，5.0ft/1.5m | 18.2074 | https://www.l-com.cn/d-sub-deluxe-molded-d-sub-cable-db15-female-female-50-ft
CSMN15MF-1 | 优良型模制D-Sub 线缆, DB15 公头 / DB15 母头,1.0 ft / 0.3 m | 13.6175 | https://www.l-com.cn/d-sub-deluxe-molded-d-sub-cable-db15-male-female-10-ft
CSMN15MF-1M | 优良型模制D-Sub 线缆， DB15 公头 / DB15 母头，1米 | 40.995 | https://www.l-com.cn/deluxe-molded-d-sub-cable-db15-male-female-1.0m-csmn15mf-1m
CSMN15MF-50 | 优良型模制D-Sub 线缆, DB15 公头 / DB15 母头,50.0 ft / 15.2 m | 66.59 | https://www.l-com.cn/d-sub-deluxe-molded-d-sub-cable-db15-male-female-500-ft
CSMN15MM-1 | 优良型模制D-Sub 线缆, DB15 公头 / DB15 公头,1.0 ft / 0.3 m | 12.33 | https://www.l-com.cn/d-sub-deluxe-molded-d-sub-cable-db15-male-male-10-ft
CSMN15MM-15 | 优良型模制D-Sub 线缆, DB15 公头 / DB15 公头,15.0 ft / 4.6 m | 29.34 | https://www.l-com.cn/d-sub-deluxe-molded-d-sub-cable-db15-male-male-150-ft
CSMN15MM-50 | 优良型模制D-Sub 线缆, DB15 公头 / DB15 公头,50.0 ft / 15.2 m | 65.46 | https://www.l-com.cn/d-sub-deluxe-molded-d-sub-cable-db15-male-male-500-ft
CSMN25FF-1 | 优良型D-Sub模制线缆，DB25母头/母头，1.0ft/0.3m | 18.63 | https://www.l-com.cn/d-sub-deluxe-molded-d-sub-cable-db25-female-female-10-ft
CSMN25FF-50 | 优良型D-Sub模制线缆，DB25母头/母头，50.0ft/15.2m | 152.97 | https://www.l-com.cn/d-sub-deluxe-molded-d-sub-cable-db25-female-female-500-ft
CSMN25MF-1M | 优良型模制D-Sub 线缆， DB25 公头 / DB25 母头，1米 | 34.17 | https://www.l-com.cn/deluxe-molded-d-sub-cable-db25-male-female-1.0m-csmn25mf-1m
CSMN25MF-5M | 优良型模制D-Sub 线缆， DB25 公头 / DB25 母头，5米 | 99.165 | https://www.l-com.cn/deluxe-molded-d-sub-cable-db25-male-female-5.0m-csmn25mf-5m
CSMN25MM-15 | 优良型模制D-Sub 线缆, DB25 公头 / DB25 公头,15 ft / 4.5 m | 57.6408 | https://www.l-com.cn/d-sub-deluxe-molded-d-sub-cable-db25-male-male-150-ft
CSMN25MM-1M | 优良型模制D-Sub 线缆， DB25 公头 / DB25 公头，1米 | 62.3993 | https://www.l-com.cn/deluxe-molded-d-sub-cable-db25-male-male-1.0m-csmn25mm-1m
CSMN25MM-2.5 | 优良型模制D-Sub 线缆, DB25 公头 / DB25 公头,2.5 ft / 0.75 m | 19.56 | https://www.l-com.cn/d-sub-deluxe-molded-d-sub-cable-db25-male-male-25-ft
CSMN25MM-50 | 优良型模制D-Sub 线缆, DB25 公头 / DB25 公头,50 ft / 15 m | 103.9675 | https://www.l-com.cn/d-sub-deluxe-molded-d-sub-cable-db25-male-male-500-ft
CSMN37MM-1 | 优良型模制D-Sub 线缆, DB37 公头 / DB37 公头, 1.0 ft / 0.3 m | 26.69 | https://www.l-com.cn/d-sub-deluxe-molded-d-sub-cable-db37-male-male-10-ft
CSMN37MM-15 | 优良型模制D-Sub线缆，DB37公头/公头，15英尺（4.6米） | 62.97 | https://www.l-com.cn/d-sub-deluxe-molded-d-sub-cable-db37-male-male-150-ft
CSMN37MM-5 | 优良型模制D-Sub 线缆, DB37 公头 / DB37 公头, 5.0 ft / 1.5 m | 45.8365 | https://www.l-com.cn/d-sub-deluxe-molded-d-sub-cable-db37-male-male-50-ft
CSMN4515-1MM-1 | 优良型模制D-Sub线缆，DB15公头/45度左出线公头，1英尺（0.3米） | 36.64 | https://www.l-com.cn/d-sub-deluxe-molded-d-sub-cable-db15-male-45-degree-left-exit-male-10-ft
CSMN4515-1MM-10 | 优良型模制D-Sub线缆，DB15公头/45度左出线公头，10英尺（3米） | 43.58 | https://www.l-com.cn/d-sub-deluxe-molded-d-sub-cable-db15-male-45-degree-left-exit-male-100-ft
CSMN4515-1MM-15 | 优良型模制D-Sub线缆，DB15公头/45度左出线公头，15英尺（4.6米） | 45.11 | https://www.l-com.cn/d-sub-deluxe-molded-d-sub-cable-db15-male-45-degree-left-exit-male-150-ft
CSMN4515-1MM-2.5 | 优良型模制D-Sub线缆，DB15公头/45度左出线公头，2.5英尺（0.8米） | 31.66 | https://www.l-com.cn/d-sub-deluxe-molded-d-sub-cable-db15-male-45-degree-left-exit-male-25-ft
CSMN4515-1MM-25 | 优良型模制D-Sub线缆，DB15公头/45度左出线公头，25英尺（7.6米） | 96.37 | https://www.l-com.cn/d-sub-deluxe-molded-d-sub-cable-db15-male-45-degree-left-exit-male-250-ft
CSMN4515-1MM-5 | 优良型模制D-Sub线缆，DB15公头/45度左出线公头，5英尺（1.5米） | 17.03 | https://www.l-com.cn/d-sub-deluxe-molded-d-sub-cable-db15-male-45-degree-left-exit-male-50-ft
CSMN4515-2MM-1 | 优良型模制D-Sub线缆，DB15公头/45度右出线公头，1英尺（0.3米） | 22.1467 | https://www.l-com.cn/d-sub-deluxe-molded-d-sub-cable-db15-male-45-degree-right-exit-male-10-ft
CSMN4515-2MM-2.5 | 优良型模制D-Sub线缆，DB15公头/45度右出线公头，2.5英尺（0.8米） | 31.66 | https://www.l-com.cn/d-sub-deluxe-molded-d-sub-cable-db15-male-45-degree-right-exit-male-25-ft
CSMN4515-2MM-5 | 优良型模制D-Sub线缆，DB15公头/45度右出线公头，5英尺（1.5米） | 17.03 | https://www.l-com.cn/d-sub-deluxe-molded-d-sub-cable-db15-male-45-degree-right-exit-male-50-ft
CSMN4525-1MM-1 | 优良型模制D-Sub线缆，DB25公头/45度左出线公头，1英尺（0.3米） | 39.38 | https://www.l-com.cn/d-sub-deluxe-molded-d-sub-cable-db25-male-45-degree-left-exit-male-10-ft
CSMN4525-1MM-15 | 优良型模制D-Sub线缆，DB25公头/45度左出线公头，15英尺（4.6米） | 49.95 | https://www.l-com.cn/d-sub-deluxe-molded-d-sub-cable-db25-male-45-degree-left-exit-male-150-ft
CSMN4525-1MM-2.5 | 优良型模制D-Sub线缆，DB25公头/45度左出线公头，2.5英尺（0.8米） | 31.7033 | https://www.l-com.cn/d-sub-deluxe-molded-d-sub-cable-db25-male-45-degree-left-exit-male-25-ft
CSMN4525-2MM-1 | 优良型模制D-Sub线缆，DB25公头/45度右出线公头，1英尺（0.3米） | 39.29 | https://www.l-com.cn/d-sub-deluxe-molded-d-sub-cable-db25-male-45-degree-right-exit-male-10-ft
CSMN4525-2MM-10 | 优良型模制D-Sub线缆，DB25公头/45度右出线公头，10英尺（3米） | 68.79 | https://www.l-com.cn/d-sub-deluxe-molded-d-sub-cable-db25-male-45-degree-right-exit-male-100-ft
CSMN4525-2MM-2.5 | 优良型模制D-Sub线缆，DB25公头/45度右出线公头，2.5英尺（0.8米） | 33.97 | https://www.l-com.cn/d-sub-deluxe-molded-d-sub-cable-db25-male-45-degree-right-exit-male-25-ft
CSMN459-1MM-1 | 优良型模制D-Sub线缆，DB9公头/45度左出线公头，1英尺（0.3米） | 26.05 | https://www.l-com.cn/d-sub-deluxe-molded-d-sub-cable-db9-male-45-degree-left-exit-male-10-ft
CSMN459-1MM-15 | 优良型模制D-Sub线缆，DB9公头/45度左出线公头，15英尺（4.6米） | 75.85 | https://www.l-com.cn/d-sub-deluxe-molded-d-sub-cable-db9-male-45-degree-left-exit-male-150-ft
CSMN459-1MM-5 | 优良型模制D-Sub线缆，DB9公头/45度左出线公头，5英尺（1.5米） | 14.04 | https://www.l-com.cn/d-sub-deluxe-molded-d-sub-cable-db9-male-45-degree-left-exit-male-50-ft
CSMN459-2MM-1 | 优良型模制D-Sub线缆，DB9公头/45度右出线公头，1英尺（0.3米） | 14.9713 | https://www.l-com.cn/d-sub-deluxe-molded-d-sub-cable-db9-male-45-degree-right-exit-male-10-ft
CSMN50MF-1M | 优良型模制D-Sub 线缆， DB50 公头 / DB50 母头，1米 | 164.4 | https://www.l-com.cn/deluxe-molded-d-sub-cable-db50-male-female-1.0m-csmn50mf-1m
CSMN50MM-1M | 优良型模制D-Sub 线缆，DB50公头/公头，1米 | 164.4052 | https://www.l-com.cn/deluxe-molded-d-sub-cable-db50-male-male-1.0m-csmn50mm-1m
CSMN50MM-25 | 优良型D-Sub模制线缆，DB50公头/公头，25.0ft/7.6m | 88.91 | https://www.l-com.cn/d-sub-deluxe-molded-d-sub-cable-db50-male-male-250-ft
CSMN50MM-2M | 优良型模制D-Sub 线缆，DB50公头/公头，2米 | 123.0072 | https://www.l-com.cn/deluxe-molded-d-sub-cable-db50-male-male-2.0m-csmn50mm-2m
CSMN9MF-5M | 优良型模制D-Sub 线缆， DB9 公头 / DB9 母头，5米 | 58.35 | https://www.l-com.cn/deluxe-molded-d-sub-cable-db9-male-female-5.0m-csmn9mf-5m
CSMN9MF-7M | 优良型模制D-Sub 线缆， DB9 公头 / DB9 母头，7米 | 62.5201 | https://www.l-com.cn/deluxe-molded-d-sub-cable-db9-male-female-7.0m-csmn9mf-7m
CSMN9MM-25 | 优良型模制D-Sub 线缆, DB9 公头 / DB9 公头, 25.0 ft / 7.6 m | 51.1759 | https://www.l-com.cn/d-sub-deluxe-molded-d-sub-cable-db9-male-male-250ft
CSMN9MM-2M | 优良型模制D-Sub 线缆， DB9 公头 / DB9 公头，2米 | 26.985 | https://www.l-com.cn/deluxe-molded-d-sub-cable-db9-male-male-2.0m-csmn9mm-2m
CSMNB15MF-1 | 优良型模制D-Sub 线缆, DB15 公头 / DB15 母头, 1.0 ft / 0.3 m, 黑色 | 12.645 | https://www.l-com.cn/d-sub-deluxe-molded-black-d-sub-cable-db15-male-female-10-ft
CSMNB15MF-5 | 优良型模制D-Sub 线缆, DB15 公头 / DB15 母头, 5.0 ft / 1.5 m, 黑色 | 15.68 | https://www.l-com.cn/d-sub-deluxe-molded-black-d-sub-cable-db15-male-female-50-ft
CSMNB15MF-50 | 优良型模制D-Sub 线缆, DB15 公头 / DB15 母头, 50.0 ft / 15.2 m, 黑色 | 67.6273 | https://www.l-com.cn/d-sub-deluxe-molded-black-d-sub-cable-db15-male-female-500-ft
CSMNB15MM-50 | 优良型黑色D-Sub模制线缆，DB15公头/公头，50.0ft/15.2m | 95.83 | https://www.l-com.cn/d-sub-deluxe-molded-black-d-sub-cable-db15-male-male-500-ft
CSMNB25MF-10 | 优良型模制D-Sub 线缆, DB25 公头 / DB25 母头, 10.0 ft / 3 m, 黑色 | 45.8 | https://www.l-com.cn/d-sub-deluxe-molded-black-d-sub-cable-db25-male-female-100-ft
CSMNB25MF-2.5 | 优良型模制D-Sub 线缆, DB25 公头 / DB25 母头, 2.5 ft / 0.75 m, 黑色 | 20.3418 | https://www.l-com.cn/d-sub-deluxe-molded-black-d-sub-cable-db25-male-female-25-ft
CSMNB25MF-50 | 优良型模制D-Sub 线缆, DB25 公头 / DB25 母头, 50.0 ft / 15.2 m, 黑色 | 115.23 | https://www.l-com.cn/d-sub-deluxe-molded-black-d-sub-cable-db25-male-female-500-ft
CSMNB25MM-1 | 优良型黑色D-Sub模制线缆，DB25公头/公头，1.0ft/0.3m | 17.48 | https://www.l-com.cn/d-sub-deluxe-molded-black-d-sub-cable-db25-male-male-10-ft
CSMNB25MM-10 | 优良型黑色D-Sub模制线缆，DB25公头/公头，10.0ft/3.0m | 33.9 | https://www.l-com.cn/d-sub-deluxe-molded-black-d-sub-cable-db25-male-male-100-ft
CSMNB25MM-5 | 优良型黑色D-Sub模制线缆，DB25公头/公头，5.0ft/1.5m | 69.825 | https://www.l-com.cn/d-sub-deluxe-molded-black-d-sub-cable-db25-male-male-50-ft
CSMNB9MM-1 | 优良型黑色D-Sub模制线缆，DB9公头/公头，1.0ft/0.3m | 10.746 | https://www.l-com.cn/d-sub-deluxe-molded-black-d-sub-cable-db9-male-male-10-ft
CSMNB9MM-15 | 优良型模制D-Sub线缆，黑，DB9公头/公头，15英尺（4.6米） | 17.9944 | https://www.l-com.cn/d-sub-deluxe-molded-black-d-sub-cable-db9-male-male-150-ft
CSMNB9MM-2.5 | 优良型模制D-Sub线缆，黑，DB9公头/公头，2.5英尺（0.8米） | 18.3218 | https://www.l-com.cn/d-sub-deluxe-molded-black-d-sub-cable-db9-male-male-25-ft
CSMNRA15-1MM-15 | 优良型模制D-Sub线缆，DB15公头/直角1型出线公头，15英尺（4.6米） | 36.5933 | https://www.l-com.cn/d-sub-deluxe-molded-d-sub-cable-db15-male-right-angle-exit-1-male-150
CSMNRA15-1MM-25 | 优良型模制D-Sub线缆，DB15公头/直角1型出线公头，25英尺（7.6米） | 44.1 | https://www.l-com.cn/d-sub-deluxe-molded-d-sub-cable-db15-male-right-angle-exit-1-male-250
CSMNRA15-1MM-5 | 优良型模制D-Sub线缆，DB15公头/直角1型出线公头，5英尺（1.5米） | 22.89 | https://www.l-com.cn/d-sub-deluxe-molded-d-sub-cable-db15-male-right-angle-exit-1-male-50
CSMNRA15-2MM-10 | 优良型模制D-Sub线缆，DB15公头/直角2型出线公头，10英尺（3米） | 44.2 | https://www.l-com.cn/d-sub-deluxe-molded-d-sub-cable-db15-male-right-angle-exit-2-male-100-ft
CSMNRA15-2MM-15 | 优良型模制D-Sub线缆，DB15公头/直角2型出线公头，15英尺（4.6米） | 33.27 | https://www.l-com.cn/d-sub-deluxe-molded-d-sub-cable-db15-male-right-angle-exit-2-male-150-ft
CSMNRA15-2MM-2.5 | 优良型模制D-Sub线缆，DB15公头/直角2型出线公头，2.5英尺（0.8米） | 63.66 | https://www.l-com.cn/d-sub-deluxe-molded-d-sub-cable-db15-male-right-angle-exit-2-male-25-ft
CSMNRA15-3MM-1 | 优良型模制D-Sub线缆，DB15公头/直角3型出线公头，1英尺（0.3米） | 34.64 | https://www.l-com.cn/d-sub-deluxe-molded-d-sub-cable-db15-male-right-angle-exit-3-male-10-ft
CSMNRA15-3MM-2.5 | 优良型模制D-Sub线缆，DB15公头/直角3型出线公头，2.5英尺（0.8米） | 24.0067 | https://www.l-com.cn/d-sub-deluxe-molded-d-sub-cable-db15-male-right-angle-exit-3-male-25-ft
CSMNRA15-3MM-5 | 优良型模制D-Sub线缆，DB15公头/直角3型出线公头，5英尺（1.5米） | 22.39 | https://www.l-com.cn/d-sub-deluxe-molded-d-sub-cable-db15-male-right-angle-exit-3-male-50-ft
CSMNRA15-4MM-1 | 优良型模制D-Sub线缆，DB15公头/直角4型出线公头，1英尺（0.3米） | 19.4 | https://www.l-com.cn/d-sub-deluxe-molded-d-sub-cable-db15-male-right-angle-exit-4-male-10-ft
CSMNRA15-4MM-10 | 优良型模制D-Sub线缆，DB15公头/直角4型出线公头，10英尺（3米） | 44.16 | https://www.l-com.cn/d-sub-deluxe-molded-d-sub-cable-db15-male-right-angle-exit-4-male-100-ft
CSMNRA15-4MM-15 | 优良型模制D-Sub线缆，DB15公头/直角4型出线公头，15英尺（4.6米） | 64.61 | https://www.l-com.cn/d-sub-deluxe-molded-d-sub-cable-db15-male-right-angle-exit-4-male-150-ft
CSMNRA15-4MM-2.5 | 优良型模制D-Sub线缆，DB15公头/直角4型出线公头，2.5英尺（0.8米） | 36.19 | https://www.l-com.cn/d-sub-deluxe-molded-d-sub-cable-db15-male-right-angle-exit-4-male-25-ft
CSMNRA15-4MM-25 | 优良型模制D-Sub线缆，DB15公头/直角4型出线公头，25英尺（7.6米） | 74.94 | https://www.l-com.cn/d-sub-deluxe-molded-d-sub-cable-db15-male-right-angle-exit-4-male-250-ft
CSMNRA15-4MM-5 | 优良型模制D-Sub线缆，DB15公头/直角4型出线公头，5英尺（1.5米） | 22.39 | https://www.l-com.cn/d-sub-deluxe-molded-d-sub-cable-db15-male-right-angle-exit-4-male-50-ft
CSMNRA25-1MM-15 | 优良型模制D-Sub线缆，DB25公头/直角1型出线公头，15英尺（4.6米） | 49.6 | https://www.l-com.cn/d-sub-deluxe-molded-d-sub-cable-db25-male-right-angle-exit-1-male-150-ft
CSMNRA25-1MM-2.5 | 优良型模制D-Sub线缆，DB25公头/直角1型出线公头，2.5英尺（0.8米） | 32.93 | https://www.l-com.cn/d-sub-deluxe-molded-d-sub-cable-db25-male-right-angle-exit-1-male-25-ft
CSMNRA25-1MM-25 | 优良型模制D-Sub线缆，DB25公头/直角1型出线公头，25英尺（7.6米） | 81.06 | https://www.l-com.cn/d-sub-deluxe-molded-d-sub-cable-db25-male-right-angle-exit-1-male-250-ft
CSMNRA25-2MM-15 | 优良型模制D-Sub线缆，DB25公头/直角2型出线公头，15英尺（4.6米） | 60.69 | https://www.l-com.cn/d-sub-deluxe-molded-d-sub-cable-db25-male-right-angle-exit-2-male-150-ft
CSMNRA25-2MM-2.5 | 优良型模制D-Sub线缆，DB25公头/直角2型出线公头，2.5英尺（0.8米） | 31.19 | https://www.l-com.cn/d-sub-deluxe-molded-d-sub-cable-db25-male-right-angle-exit-2-male-25-ft
CSMNRA25-2MM-25 | 优良型模制D-Sub线缆，DB25公头/直角2型出线公头，25英尺（7.6米） | 75.27 | https://www.l-com.cn/d-sub-deluxe-molded-d-sub-cable-db25-male-right-angle-exit-2-male-250-ft
CSMNRA25-2MM-5 | 优良型模制D-Sub线缆，DB25公头/直角2型出线公头，5英尺（1.5米） | 35.72 | https://www.l-com.cn/d-sub-deluxe-molded-d-sub-cable-db25-male-right-angle-exit-2-male-50-ft
CSMNRA25-3MM-1 | 优良型模制D-Sub线缆，DB25公头/直角3型出线公头，1英尺（0.3米） | 56.55 | https://www.l-com.cn/d-sub-deluxe-molded-d-sub-cable-db25-male-right-angle-exit-3-male-10-ft
CSMNRA25-3MM-15 | 优良型模制D-Sub线缆，DB25公头/直角3型出线公头，15英尺（4.6米） | 51.07 | https://www.l-com.cn/d-sub-deluxe-molded-d-sub-cable-db25-male-right-angle-exit-3-male-150-ft
CSMNRA25-4MM-15 | 优良型模制D-Sub线缆，DB25公头/直角4型出线公头，15英尺（4.6米） | 113.43 | https://www.l-com.cn/d-sub-molded-d-sub-cable-db25-male-right-angle-exit-4-male-150-ft
CSMNRA25-4MM-25 | 优良型模制D-Sub线缆，DB25公头/直角4型出线公头，25英尺（7.6米） | 132.26 | https://www.l-com.cn/d-sub-molded-d-sub-cable-db25-male-right-angle-exit-4-male-250-ft
CSMNRA9-1MM-1 | 优良型模制D-Sub线缆，DB9公头/直角1型出线公头，1英尺（0.3米） | 12.6 | https://www.l-com.cn/d-sub-deluxe-molded-d-sub-cable-db9-male-right-angle-exit-1-male-10-ft
CSMNRA9-1MM-10 | 优良型模制D-Sub线缆，DB9公头/直角1型出线公头，10英尺（3米） | 22.82 | https://www.l-com.cn/d-sub-deluxe-molded-d-sub-cable-db9-male-right-angle-exit-1-male-100-ft
CSMNRA9-1MM-2.5 | 优良型模制D-Sub线缆，DB9公头/直角1型出线公头，2.5英尺（0.8米） | 41.835 | https://www.l-com.cn/d-sub-deluxe-molded-d-sub-cable-db9-male-right-angle-exit-1-male-25-ft
CSMNRA9-1MM-25 | 优良型模制D-Sub线缆，DB9公头/直角1型出线公头，25英尺（7.6米） | 33.99 | https://www.l-com.cn/d-sub-deluxe-molded-d-sub-cable-db9-male-right-angle-exit-1-male-250-ft
CSMNRA9-1MM-5 | 优良型模制D-Sub线缆，DB9公头/直角1型出线公头，5英尺（1.5米） | 29.54 | https://www.l-com.cn/d-sub-deluxe-molded-d-sub-cable-db9-male-right-angle-exit-1-male-50-ft
CSMNRA9-2MM-1 | 优良型模制D-Sub线缆，DB9公头/直角2型出线公头，1英尺（0.3米） | 23.94 | https://www.l-com.cn/d-sub-deluxe-molded-d-sub-cable-db9-male-right-angle-exit-2-male-10-ft
CSMNRA9-2MM-10 | 优良型模制D-Sub线缆，DB9公头/直角2型出线公头，10英尺（3米） | 18.47 | https://www.l-com.cn/d-sub-deluxe-molded-d-sub-cable-db9-male-right-angle-exit-2-male-100-ft
CSMNRA9-2MM-25 | 优良型模制D-Sub线缆，DB9公头/直角2型出线公头，25英尺（7.6米） | 64.168 | https://www.l-com.cn/d-sub-deluxe-molded-d-sub-cable-db9-male-right-angle-exit-2-male-250-ft
CSMNRA9-2MM-5 | 优良型模制D-Sub线缆，DB9公头/直角2型出线公头，5英尺（1.5米） | 17.15 | https://www.l-com.cn/d-sub-deluxe-molded-d-sub-cable-db9-male-right-angle-exit-2-male-50-ft
CSMNRA9-3MM-25 | 优良型模制D-Sub线缆，DB9公头/直角3型出线公头，25英尺（7.6米） | 59.67 | https://www.l-com.cn/d-sub-deluxe-molded-d-sub-cable-db9-male-right-angle-exit-3-male-250-ft
CSMNRA9-3MM-5 | 优良型模制D-Sub线缆，DB9公头/直角3型出线公头，5英尺（1.5米） | 18.02 | https://www.l-com.cn/d-sub-deluxe-molded-d-sub-cable-db9-male-right-angle-exit-3-male-50-ft
CSMNRA9-4MM-1 | 优良型模制D-Sub线缆，DB9公头/直角4型出线公头，1英尺（0.3米） | 40.42 | https://www.l-com.cn/d-sub-deluxe-molded-d-sub-cable-db9-male-right-angle-exit-4-male-10-ft
CSMNRA9-4MM-10 | 优良型模制D-Sub线缆，DB9公头/直角4型出线公头，10英尺（3米） | 47.35 | https://www.l-com.cn/d-sub-deluxe-molded-d-sub-cable-db9-male-right-angle-exit-4-male-100-ft
CSMNRA9-4MM-15 | 优良型模制D-Sub线缆，DB9公头/直角4型出线公头，15英尺（4.6米） | 25.48 | https://www.l-com.cn/d-sub-deluxe-molded-d-sub-cable-db9-male-right-angle-exit-4-male-150-ft
CSMNRA9-4MM-2.5 | 优良型模制D-Sub线缆，DB9公头/直角4型出线公头，2.5英尺（0.8米） | 17.29 | https://www.l-com.cn/d-sub-deluxe-molded-d-sub-cable-db9-male-right-angle-exit-4-male-25-ft
CSMNRA9-4MM-25 | 优良型模制D-Sub线缆，DB9公头/直角4型出线公头，25英尺（7.6米） | 31.28 | https://www.l-com.cn/d-sub-deluxe-molded-d-sub-cable-db9-male-right-angle-exit-4-male-250-ft
CSMNRA9-4MM-5 | 优良型模制D-Sub线缆，DB9公头/直角4型出线公头，5英尺（1.5米） | 18.02 | https://www.l-com.cn/d-sub-deluxe-molded-d-sub-cable-db9-male-right-angle-exit-4-male-50-ft
CSMT15MF-10 | 金属铠装DB15线缆，公头/母头，10英尺（3米） | 88.3 | https://www.l-com.cn/d-sub-metal-armored-db15-cable-male-female-10-ft
CSMT15MF-15 | 金属铠装DB15线缆，公头/母头，15英尺（4.6米） | 117.67 | https://www.l-com.cn/d-sub-metal-armored-db15-cable-male-female-15-ft
CSMT15MF-2.5 | 金属铠装DB15线缆，公头/母头，2.5英尺（0.8米） | 78.24 | https://www.l-com.cn/d-sub-metal-armored-db15-cable-male-female-25-feet
CSMT15MF-5 | 金属铠装DB15线缆，公头/母头，5英尺（1.5米） | 98.09 | https://www.l-com.cn/d-sub-metal-armored-db15-cable-male-female-5-ft
CSMT15MM-2.5 | 金属铠装DB15线缆，公头/公头，2.5英尺（0.8米） | 77.83 | https://www.l-com.cn/d-sub-metal-armored-db15-cable-male-male-25-feet
CSMT15MM-25 | 金属铠装DB15线缆，公头/公头，25英尺（7.6米） | 198.05 | https://www.l-com.cn/d-sub-metal-armored-db15-cable-male-male-25-ft
CSMT25MF-10 | 金属铠装DB25线缆，公头/母头，10英尺（3米） | 107.2 | https://www.l-com.cn/d-sub-metal-armored-db25-cable-male-female-10-ft
CSMT25MF-15 | 金属铠装DB25线缆，公头/母头，15英尺（4.6米） | 128.8 | https://www.l-com.cn/d-sub-metal-armored-db25-cable-male-female-15-ft
CSMT25MF-2.5 | 金属铠装DB25线缆，公头/母头，2.5英尺（0.8米） | 52.64 | https://www.l-com.cn/d-sub-metal-armored-db25-cable-male-female-25-feet
CSMT25MF-5 | 金属铠装DB25线缆，公头/母头，5英尺（1.5米） | 82.94 | https://www.l-com.cn/d-sub-metal-armored-db25-cable-male-female-5-ft
CSMT25MM-10 | 金属铠装DB25线缆，公头/公头，10英尺（3米） | 115.33 | https://www.l-com.cn/d-sub-metal-armored-db25-cable-male-male-10-ft
CSMT25MM-2.5 | 金属铠装DB25线缆，公头/公头，2.5英尺（0.8米） | 97.19 | https://www.l-com.cn/d-sub-metal-armored-db25-cable-male-male-25-feet
CSMT25MM-5 | 金属铠装DB25线缆，公头/公头，5英尺（1.5米） | 112.9 | https://www.l-com.cn/d-sub-metal-armored-db25-cable-male-male-5-ft
CSMT9MF-15 | 金属铠装DB9线缆，公头/母头，15英尺（4.6米） | 110.5 | https://www.l-com.cn/d-sub-metal-armored-db9-cable-male-female-15-ft
CSMT9MF-2.5 | 金属铠装DB9线缆，公头/母头，2.5英尺（0.8米） | 44.385 | https://www.l-com.cn/d-sub-metal-armored-db9-cable-male-female-25-feet
CSMT9MM-10 | 金属铠装DB9线缆，公头/公头，10英尺（3米） | 73.22 | https://www.l-com.cn/d-sub-metal-armored-db9-cable-male-male-10-ft
CSMT9MM-15 | 金属铠装DB9线缆，公头/公头，15英尺（4.6米） | 113.76 | https://www.l-com.cn/d-sub-metal-armored-db9-cable-male-male-15-ft
CSMT9MM-2.5 | 金属铠装DB9线缆，公头/公头，2.5英尺（0.8米） | 42.17 | https://www.l-com.cn/d-sub-metal-armored-db9-cable-male-male-25-feet
CSMT9MM-5 | 金属铠装DB9线缆，公头/公头，5英尺（1.5米） | 50.93 | https://www.l-com.cn/d-sub-metal-armored-db9-cable-male-male-5-ft
CSMUAA-075M | 特优型USB线缆，A型/A型，0.75米 | 10.2482 | https://www.l-com.cn/usb-premium-usb-cable-type-a-a-cable-075m
CSMUAA-MT-03M | 金属铠装USB线缆，A型公头/公头，0.3m | 43.1333 | https://www.l-com.cn/usb-metal-armored-usb-cable-type-a-male-male-03m
CSMUAA-MT-05M | 金属铠装USB线缆，A型公头/公头，0.5m | 26.5044 | https://www.l-com.cn/usb-metal-armored-usb-cable-type-a-male-male-05m
CSMUAA-MT-1M | 金属铠装USB线缆，A型公头/公头，1.0m | 33.1833 | https://www.l-com.cn/usb-metal-armored-usb-cable-type-a-male-male-10m
CSMUAA-MT-2M | 金属铠装USB线缆，A型公头/公头，2.0m | 31.61 | https://www.l-com.cn/usb-metal-armored-usb-cable-type-a-male-male-20m
CSMUAA-MT-4M | 金属铠装USB线缆，A型公头/公头，4.0m | 48.7 | https://www.l-com.cn/usb-metal-armored-usb-cable-type-a-male-male-40m
CSMUAA-MT-5M | 金属铠装USB线缆，A型公头/公头，5.0m | 57.61 | https://www.l-com.cn/usb-metal-armored-usb-cable-type-a-male-male-50m
CSMUAA-PL-03M | 塑料铠装USB线缆，A型公头/公头，0.3米 | 17.55 | https://www.l-com.cn/usb-plastic-armored-usb-cable-type-a-male-male-03m
CSMUAA-PL-05M | 塑料铠装USB线缆，A型公头/公头，0.5米 | 19.89 | https://www.l-com.cn/usb-plastic-armored-usb-cable-type-a-male-male-05m
CSMUAA-PL-1M | 塑料铠装USB线缆，A型公头/公头，1米 | 13.22 | https://www.l-com.cn/usb-plastic-armored-usb-cable-type-a-male-male-10m
CSMUAA-PL-2M | 塑料铠装USB线缆，A型公头/公头，2米 | 22.9133 | https://www.l-com.cn/usb-plastic-armored-usb-cable-type-a-male-male-20m
CSMUAA-PL-4M | 塑料铠装USB线缆，A型公头/公头，4米 | 51.33 | https://www.l-com.cn/usb-plastic-armored-usb-cable-type-a-male-male-40m
CSMUAA-PL-5M | 塑料铠装USB线缆，A型公头/公头，5米 | 37.51 | https://www.l-com.cn/usb-plastic-armored-usb-cable-type-a-male-male-50m
CSMUAB-MT-03M | 金属铠装USB线缆，A型公头/B型公头，0.3m | 18.28 | https://www.l-com.cn/usb-metal-armored-usb-cable-type-a-male-type-b-male-03m
CSMUAB-MT-05M | 金属铠装USB线缆，A型公头/B型公头，0.5m | 31.8938 | https://www.l-com.cn/usb-metal-armored-usb-cable-type-a-male-type-b-male-05m
CSMUAB-MT-1M | 金属铠装USB线缆，A型公头/B型公头，1.0m | 39 | https://www.l-com.cn/usb-metal-armored-usb-cable-type-a-male-type-b-male-10m
CSMUAB-MT-3M | 金属铠装USB线缆，A型公头/B型公头，3.0m | 42.53 | https://www.l-com.cn/usb-metal-armored-usb-cable-type-a-male-type-b-male-30m
CSMUAB-MT-5M | 金属铠装USB线缆，A型公头/B型公头，5.0m | 111.12 | https://www.l-com.cn/usb-metal-armored-usb-cable-type-a-male-type-b-male-50m
CSMUAB-PL-05M | 塑料铠装USB线缆，A型公头/B型公头，0.5米 | 13.47 | https://www.l-com.cn/usb-plastic-armored-usb-cable-type-a-male-type-b-male-05m
CSMUAB-PL-2M | 塑料铠装USB线缆，A型公头/B型公头，2米 | 22.508 | https://www.l-com.cn/usb-plastic-armored-usb-cable-type-a-male-type-b-male-20m
CSMUAB-PL-3M | 塑料铠装USB线缆，A型公头/B型公头，3米 | 25.39 | https://www.l-com.cn/usb-plastic-armored-usb-cable-type-a-male-type-b-male-30m
CSMUAB-PL-4M | 塑料铠装USB线缆，A型公头/B型公头，4米 | 28 | https://www.l-com.cn/usb-plastic-armored-usb-cable-type-a-male-type-b-male-40m
CSMUAB-PL-5M | 塑料铠装USB线缆，A型公头/B型公头，5米 | 39.49 | https://www.l-com.cn/usb-plastic-armored-usb-cable-type-a-male-type-b-male-50m
CSMUAZMB5-05M | 低烟无卤USB线缆，A型/5针Mini-B，0.5米 | 9.89 | https://www.l-com.cn/usb-lszh-usb-cable-type-a-mini-b-5-position-05-meters
CSMUAZMB5-3M | 低烟无卤USB线缆，A型/5针Mini-B，3米 | 15.5067 | https://www.l-com.cn/usb-lszh-usb-cable-type-a-mini-b-5-position-3-meters
CSMUAZMICB-3M | 低烟无卤USB线缆，A型/5针Micro-B，3米 | 16.52 | https://www.l-com.cn/usb-lszh-usb-cable-type-a-micro-b-5-position-3-meters
CSMUCLRAA-03M | 特优型USB线缆，透明护套，A型/A型，0.3米 | 20.7 | https://www.l-com.cn/usb-clear-jacket-premium-usb-cable-type-a-a-cable-03m
CSMUCLRAA-05M | 特优型USB线缆，透明护套，A型/A型，0.5米 | 12.405 | https://www.l-com.cn/usb-clear-jacket-premium-usb-cable-type-a-a-cable-05m
CSMUCLRAA-2M | 特优型USB线缆，透明护套，A型/A型，2米 | 16.1667 | https://www.l-com.cn/usb-clear-jacket-premium-usb-cable-type-a-a-cable-20m
CSMUCLRAA-3M | 特优型USB线缆，透明护套，A型/A型，3米 | 36.96 | https://www.l-com.cn/usb-clear-jacket-premium-usb-cable-type-a-a-cable-30m
CSMUCLRAA-5M | 特优型USB线缆，透明护套，A型/A型，5米 | 32.61 | https://www.l-com.cn/usb-clear-jacket-premium-usb-cable-type-a-a-cable-50m
CSMUCLRAB-03M | 特优型USB线缆，透明护套，A型/B型，0.3米 | 17.57 | https://www.l-com.cn/usb-clear-jacket-premium-usb-cable-type-a-b-cable-03m
CSMUCLRAB-05M | 特优型USB线缆，透明护套，A型/B型，0.5米 | 8.145 | https://www.l-com.cn/usb-clear-jacket-premium-usb-cable-type-a-b-cable-05m
CSMUCLRAB-1M | 特优型USB线缆，透明护套，A型/B型，1米 | 10.172 | https://www.l-com.cn/usb-clear-jacket-premium-usb-cable-type-a-b-cable-10m
CSMUCLRAB-2M | 特优型USB线缆，透明护套，A型/B型，2米 | 16.7918 | https://www.l-com.cn/usb-clear-jacket-premium-usb-cable-type-a-b-cable-20m
CSMUCLRAB-5M | 特优型USB线缆，透明护套，A型/B型，5米 | 35.3692 | https://www.l-com.cn/usb-clear-jacket-premium-usb-cable-type-a-b-cable-50m
CSMUMB5X-075M | 特优型USB线缆，5针Mini-B公头/母头，0.75米 | 16.97 | https://www.l-com.cn/usb-premium-usb-cable-mini-b-5-position-male-female-075m
CSMUMB5X-2M | 特优型USB Mini B型5插脚线缆，公头/母头，2.0m | 26.3167 | https://www.l-com.cn/usb-premium-usb-cable-mini-b-5-position-male-female-20m
CSMUMICBX-075M | 特优型USB线缆，Micro-B公头/母头，0.75米 | 14.4525 | https://www.l-com.cn/usb-premium-usb-cable-micro-b-male-female-075m
CSMUMICBX-1M | 特优型USB线缆，Micro-B公头/母头，1米 | 13.4851 | https://www.l-com.cn/usb-premium-usb-cable-micro-b-male-female-10m
CSMUMICBX-3M | 特优型USB线缆，Micro-B公头/母头，3米 | 37.06 | https://www.l-com.cn/usb-premium-usb-cable-micro-b-male-female-30m
CSMUZ15MF-2.5 | 低烟无卤D-Sub线缆，DB15公头/DB15母头，2.5ft/0.8m | 39.69 | https://www.l-com.cn/d-sub-lszh-d-sub-cable-db15-male-db15-female-25-ft
CSMUZ15MF-25 | 低烟无卤D-Sub线缆，DB15公头/DB15母头，25.0ft/7.6m | 123.74 | https://www.l-com.cn/d-sub-lszh-d-sub-cable-db15-male-db15-female-250-ft
CSMUZ25MF-1 | D-Sub 线缆,低烟无卤 ,DB25公头/ DB25母头,1.0 ft/0.3 m | 36.4 | https://www.l-com.cn/d-sub-lszh-d-sub-cable-db25-male-db25-female-10-ft
CSMUZ25MF-2.5 | D-Sub 线缆,低烟无卤 ,DB25公头/ DB25母头,2.5 ft/0.75 m | 46.31 | https://www.l-com.cn/d-sub-lszh-d-sub-cable-db25-male-db25-female-25-ft
CSMUZ25MM-1 | D-Sub 线缆,低烟无卤 ,DB25公头/ DB25公头,1.0 ft/0.3 m | 32.04 | https://www.l-com.cn/d-sub-lszh-d-sub-cable-db25-male-db25-male-10-ft
CSMUZ25MM-10 | D-Sub 线缆,低烟无卤 ,DB25公头/ DB25公头,10.0 ft/0.3 m | 94.77 | https://www.l-com.cn/d-sub-lszh-d-sub-cable-db25-male-db25-male-100-ft
CSMUZ25MM-2.5 | D-Sub 线缆,低烟无卤 ,DB25公头/ DB25公头,2.5 ft/0.75 m | 41.88 | https://www.l-com.cn/d-sub-lszh-d-sub-cable-db25-male-db25-male-25-ft
CSNULL25FF-5 | 优良型零调制解调器反向线缆, DB25母头 / DB25母头, 5.0 ft/1.5 m | 42.59 | https://www.l-com.cn/d-sub-deluxe-null-modem-reverser-cable-db25-female-female-50-ft
CSNULL25MF-10 | 优良型零调制解调器反向线缆, DB25公头 / DB25母头, 10.0 ft/3.0 m | 33.4 | https://www.l-com.cn/d-sub-deluxe-null-modem-reverser-cable-db25-male-female-100-ft
CSNULL25MF-25 | 优良型零调制解调器反向线缆, DB25公头 / DB25母头, 25.0 ft/7.6 m | 72.78 | https://www.l-com.cn/d-sub-deluxe-null-modem-reverser-cable-db25-male-female-250-ft
CSNULL25MF-5 | 优良型零调制解调器反向线缆, DB25公头 / DB25母头, 5.0 ft/1.5 m | 24.8167 | https://www.l-com.cn/d-sub-deluxe-null-modem-reverser-cable-db25-male-female-50-ft
CSNULL9MF-5 | 优良型零调制解调器反向线缆, DB9公头 / DB9母头, 5.0 ft/1.5 m | 12.78 | https://www.l-com.cn/d-sub-deluxe-null-modem-reverser-cable-db9-male-female-50-ft
CSPL04-100 | 阻燃级散装线缆，4芯，24 AWG，100ft/30.4m圈装 | 225.15 | https://www.l-com.cn/d-sub-4-conductor-24-awg-plenum-bulk-cable-100-ft-coil
CSPL04-500 | 阻燃级散装线缆，4芯，24 AWG，500ft/152.4m线轴包装 | 1538.3967 | https://www.l-com.cn/d-sub-4-conductor-24-awg-plenum-bulk-cable-500-ft-spool
CSPL15-1000 | 阻燃级散装线缆，15芯，24 AWG，1,000ft/304.8m线轴包装 | 6310.8867 | https://www.l-com.cn/d-sub-15-conductor-24-awg-plenum-bulk-cable-1000-ft-spool
CSPL15MF-10 | 塑料铠装DB15线缆，公头/母头，10英尺（3米） | 84.81 | https://www.l-com.cn/d-sub-plastic-armored-db15-cable-male-female-10-ft
CSPL15MF-15 | 塑料铠装DB15线缆，公头/母头，15英尺（4.6米） | 55.852 | https://www.l-com.cn/d-sub-plastic-armored-db15-cable-male-female-15-ft
CSPL15MF-2.5 | 塑料铠装DB15线缆，公头/母头，2.5英尺（0.8米） | 32.2 | https://www.l-com.cn/d-sub-plastic-armored-db15-cable-male-female-25-feet
CSPL15MF-25 | 塑料铠装DB15线缆，公头/母头，25英尺（7.6米） | 131.82 | https://www.l-com.cn/d-sub-plastic-armored-db15-cable-male-female-25-ft
CSPL15MF-5 | 塑料铠装DB15线缆，公头/母头，5英尺（1.5米） | 34.66 | https://www.l-com.cn/d-sub-plastic-armored-db15-cable-male-female-5-ft
CSPL15MM-10 | 塑料铠装DB15线缆，公头/公头，10英尺（3米） | 52.32 | https://www.l-com.cn/d-sub-plastic-armored-db15-cable-male-male-10-ft
CSPL15MM-15 | 塑料铠装DB15线缆，公头/公头，15英尺（4.6米） | 54.53 | https://www.l-com.cn/d-sub-plastic-armored-db15-cable-male-male-15-ft
CSPL15MM-2.5 | 塑料铠装DB15线缆，公头/公头，2.5英尺（0.8米） | 27.72 | https://www.l-com.cn/d-sub-plastic-armored-db15-cable-male-male-25-feet
CSPL25-100 | 阻燃级散装线缆，25芯，24 AWG，100ft/30.4m圈装 | 1001.47 | https://www.l-com.cn/d-sub-25-conductor-24-awg-plenum-bulk-cable-100-ft-coil
CSPL25MF-10 | 塑料铠装DB25线缆，公头/母头，10英尺（3米） | 59.63 | https://www.l-com.cn/d-sub-plastic-armored-db25-cable-male-female-10-ft
CSPL25MF-15 | 塑料铠装DB25线缆，公头/母头，15英尺（4.6米） | 85.14 | https://www.l-com.cn/d-sub-plastic-armored-db25-cable-male-female-15-ft
CSPL25MF-2.5 | 塑料铠装DB25线缆，公头/母头，2.5英尺（0.8米） | 54.49 | https://www.l-com.cn/d-sub-plastic-armored-db25-cable-male-female-25-feet
CSPL25MF-5 | 塑料铠装DB25线缆，公头/母头，5英尺（1.5米） | 46.81 | https://www.l-com.cn/d-sub-plastic-armored-db25-cable-male-female-5-ft
CSPL25MM-10 | 塑料铠装DB25线缆，公头/公头，10英尺（3米） | 70.64 | https://www.l-com.cn/d-sub-plastic-armored-db25-cable-male-male-10-ft
CSPL25MM-15 | 塑料铠装DB25线缆，公头/公头，15英尺（4.6米） | 118.5 | https://www.l-com.cn/d-sub-plastic-armored-db25-cable-male-male-15-ft
CSPL25MM-2.5 | 塑料铠装DB25线缆，公头/公头，2.5英尺（0.8米） | 50.5 | https://www.l-com.cn/d-sub-plastic-armored-db25-cable-male-male-25-feet
CSPL25MM-5 | 塑料铠装DB25线缆，公头/公头，5英尺（1.5米） | 44.75 | https://www.l-com.cn/d-sub-plastic-armored-db25-cable-male-male-5-ft
CSPL9MF-10 | 塑料铠装DB9线缆，公头/母头，10英尺（3米） | 46.52 | https://www.l-com.cn/d-sub-plastic-armored-db9-cable-male-female-10-ft
CSPL9MF-15 | 塑料铠装DB9线缆，公头/母头，15英尺（4.6米） | 46.11 | https://www.l-com.cn/d-sub-plastic-armored-db9-cable-male-female-15-ft
CSPL9MF-2.5 | 塑料铠装DB9线缆，公头/母头，2.5英尺（0.8米） | 23.47 | https://www.l-com.cn/d-sub-plastic-armored-db9-cable-male-female-25-feet
CSPL9MF-5 | 塑料铠装DB9线缆，公头/母头，5英尺（1.5米） | 35.57 | https://www.l-com.cn/d-sub-plastic-armored-db9-cable-male-female-5-ft
CSPL9MM-15 | 塑料铠装DB9线缆，公头/公头，15英尺（4.6米） | 49.67 | https://www.l-com.cn/d-sub-plastic-armored-db9-cable-male-male-15-ft
CSPL9MM-2.5 | 塑料铠装DB9线缆，公头/公头，2.5英尺（0.8米） | 34.46 | https://www.l-com.cn/d-sub-plastic-armored-db9-cable-male-male-25-feet
CSPL9MM-5 | 塑料铠装DB9线缆，公头/公头，5英尺（1.5米） | 32.69 | https://www.l-com.cn/d-sub-plastic-armored-db9-cable-male-male-5-ft
CSTP125-100 | 12.5对26 AWG散装线缆, 双层屏蔽, 100 ft/30 m 线轴包装包装 | 355.94 | https://www.l-com.cn/d-sub-125-pair-26-awg-bulk-cable-100ft-spool
CSTP125-1000 | 12.5对26 AWG散装线缆, 双层屏蔽, 1000 ft/304 m 线轴包装包装 | 3868.04 | https://www.l-com.cn/d-sub-125-pair-26-awg-bulk-cable-1000ft-spool
CSTP5-100 | 5对26 AWG散装线缆, 双层屏蔽, 100 ft/30 m 线轴包装包装 | 283.81 | https://www.l-com.cn/d-sub-5-pair-26-awg-bulk-cable-100ft-spool
CSTP5-1000 | 5对26 AWG散装线缆, 双层屏蔽, 1000 ft/304 m 线轴包装包装 | 1229 | https://www.l-com.cn/d-sub-5-pair-26-awg-bulk-cable-1000ft-spool
CSUZAA-05M | USB 2.0 线缆组件, 低烟无卤 , A 型公头 / A型公头, 0.5m, 黑色 | 11.01 | https://www.l-com.cn/usb-lszh-usb-cable-type-a-a-05m
CSUZAA-2M | USB 2.0 线缆组件, 低烟无卤 , A 型公头 / A型公头, 2.0m, 黑色 | 13.6375 | https://www.l-com.cn/usb-lszh-usb-cable-type-a-a-20m
CSUZAB-05M | USB 2.0 线缆组件, 低烟无卤 , A 型公头 / B型公头, 0.5m, 黑色 | 14.34 | https://www.l-com.cn/usb-lszh-usb-cable-type-a-b-05m
CSUZAB-075M | 低烟无卤 USB A-B型线缆，0.75m | 8.595 | https://www.l-com.cn/usb-lszh-usb-cable-type-a-b-075m
CTC-2 | 78 Ohm双轴线缆，双轴BNC公 /公头，2.0ft/0.6m | 200.66 | https://www.l-com.cn/coaxial-78-ohm-twinaxial-cable-twin-bnc-male-male-20-ft
CTC-3 | 78 Ohm双轴线缆，双轴BNC公 /公头，3.0ft/0.9m | 151.5787 | https://www.l-com.cn/coaxial-78-ohm-twinaxial-cable-twin-bnc-male-male-30-ft
CTC-5 | 78 Ohm双轴线缆，双轴BNC公 /公头，5.0ft/1.5m | 184.8714 | https://www.l-com.cn/coaxial-78-ohm-twinaxial-cable-twin-bnc-male-male-50-ft
CTC-7.5 | 78 Ohm双轴线缆，双轴BNC公 /公头，7.5ft/2.3m | 126.3788 | https://www.l-com.cn/coaxial-78-ohm-twinaxial-cable-twin-bnc-male-male-75-ft
CTL1B-1 | 超细线同轴线缆 , BNC 公头 / BNC 公头 , 1.0 ft / 0.3 m | 9.99 | https://www.l-com.cn/audio-video-thinline-coaxial-cable-bnc-male-male-10-ft
CTL1B-10 | 超细线同轴线缆 , BNC 公头 / BNC 公头 , 10.0 ft / 3.0 m | 23.1018 | https://www.l-com.cn/audio-video-thinline-coaxial-cable-bnc-male-male-100-ft
CTL1B-15 | 超细线同轴线缆 , BNC 公头 / BNC 公头 , 15.0 ft / 4.6 m | 19.36 | https://www.l-com.cn/audio-video-thinline-coaxial-cable-bnc-male-male-150-ft
CTL1B-2.5 | 超细同轴线缆 , BNC 公头 / BNC 公头 , 2.5 ft / 0.8m | 15.855 | https://www.l-com.cn/audio-video-thinline-coaxial-cable-bnc-male-male-25-ft
CTL1B-5 | 超细线同轴线缆 , BNC 公头 / BNC 公头 , 5.0 ft / 1.5 m | 17.49 | https://www.l-com.cn/audio-video-thinline-coaxial-cable-bnc-male-male-50-ft
CTL1B-7.5 | 超细线同轴线缆 , BNC 公头 / BNC 公头 , 7.5 ft / 2.3 m | 13.478 | https://www.l-com.cn/audio-video-thinline-coaxial-cable-bnc-male-male-75-ft
CTL1F-1 | 超细同轴线缆，F型公头/公头，1.0ft/0.3m | 8.98 | https://www.l-com.cn/audio-video-thinline-coaxial-cable-f-male-male-10-ft
CTL1F-10 | 超细同轴线缆，F型公头/公头，10.0ft/3m | 18.81 | https://www.l-com.cn/audio-video-thinline-coaxial-cable-f-male-male-100-ft
CTL1F-15 | 超细同轴线缆，F型公头/公头，15.0ft/4.6m | 19.3 | https://www.l-com.cn/audio-video-thinline-coaxial-cable-f-male-male-150-ft
CTL1F-25 | 超细同轴线缆，F型公头/公头，25.0ft/7.6m | 27.95 | https://www.l-com.cn/audio-video-thinline-coaxial-cable-f-male-male-250-ft
CTL1F-5 | 超细同轴线缆，F型公头/公头，5.0ft/1.5m | 15.4 | https://www.l-com.cn/audio-video-thinline-coaxial-cable-f-male-male-50-ft
CTL1FB-5 | 超细同轴线缆，F型公头/BNC公头，5.0ft/1.5m | 18.31 | https://www.l-com.cn/audio-video-thinline-coaxial-cable-f-male-bnc-male-50-ft
CTL1R-10 | 超细同轴线缆，RCA公头/公头，10.0ft/3.0m | 9.32 | https://www.l-com.cn/audio-video-thinline-coaxial-cable-rca-male-male-100-ft
CTL1R-25 | 超细同轴线缆，RCA公头/公头，25.0ft/7.6m | 21.08 | https://www.l-com.cn/audio-video-thinline-coaxial-cable-rca-male-male-250-ft
CTL1R-5 | 超细同轴线缆，RCA公头/公头，5.0ft/1.5m | 7.4729 | https://www.l-com.cn/audio-video-thinline-coaxial-cable-rca-male-male-50-ft
CTL1RB-1 | 超细同轴线缆，RCA公头/BNC公头，1.0ft/0.3m | 12.51 | https://www.l-com.cn/audio-video-thinline-coaxial-cable-rca-male-bnc-male-10-ft
CTL1RB-10 | 超细同轴线缆，RCA公头/BNC公头，10.0ft/3.0m | 28.39 | https://www.l-com.cn/audio-video-thinline-coaxial-cable-rca-male-bnc-male-100-ft
CTL1RB-15 | 超细同轴线缆，RCA公头/BNC公头，15.0ft/4.6m | 35.65 | https://www.l-com.cn/audio-video-thinline-coaxial-cable-rca-male-bnc-male-150-ft
CTL1RB-5 | 超细同轴线缆，RCA公头/BNC公头，5.0ft/1.5m | 10.77 | https://www.l-com.cn/audio-video-thinline-coaxial-cable-rca-male-bnc-male-50-ft
CTL354MM-10 | 立体声4电路TRRS 超细音频线缆，公头/公头，10.0ft/3.0m | 14.34 | https://www.l-com.cn/audio-video-stereo-4-circuit-trrs-thinline-audio-cable-male-male-100-ft
CTL354MM-100 | 立体声4电路TRRS 超细音频线缆，公头/公头，100.0ft/30.5m | 75.13 | https://www.l-com.cn/audio-video-stereo-4-circuit-trrs-thinline-audio-cable-male-male-1000-ft
CTL354MM-15 | 立体声4电路TRRS 超细音频线缆，公头/公头，15.0ft/4.6m | 17.53 | https://www.l-com.cn/audio-video-stereo-4-circuit-trrs-thinline-audio-cable-male-male-150-ft
CTL354MM-25 | 立体声4电路TRRS 超细音频线缆，公头/公头，25.0ft/7.6m | 21.96 | https://www.l-com.cn/audio-video-stereo-4-circuit-trrs-thinline-audio-cable-male-male-250-ft
CTL35MF-5 | 立体声音频线缆，公头/母头，5.0 ft/1.5 m | 9.2 | https://www.l-com.cn/audio-video-stereo-audio-cable-male-female-50-ft
CTL35MFT-10 | 超细立体声音频线缆，公头/母头，10.0ft/3.0m | 14.94 | https://www.l-com.cn/audio-video-stereo-thinline-audio-cable-male-female-100-ft
CTL35MFT-3 | 超细立体声音频线缆，公头/母头，3.0ft/0.9m | 34.92 | https://www.l-com.cn/audio-video-stereo-thinline-audio-cable-male-female-30-ft
CTL35MFT-5 | 超细立体声音频线缆，公头/母头，5.0ft/1.5m | 10.14 | https://www.l-com.cn/audio-video-stereo-thinline-audio-cable-male-female-50-ft
CTL35MM-3 | 立体声音频线缆，公头/公头，3.0 ft/0.9 m | 7.18 | https://www.l-com.cn/audio-video-stereo-audio-cable-male-male-30-ft
CTL35MMC-0.5 | 螺旋型3.5mm立体声音频线缆，公头/公头，0.5ft/0.15m（松弛长度） | 14.76 | https://www.l-com.cn/audio-video-coiled-35mm-stereo-audio-cable-male-male-05-ft-relaxed-length
CTL35MMC-2 | 螺旋型3.5mm立体声音频线缆，公头/公头，2.0ft/0.6m（松弛长度） | 32.7263 | https://www.l-com.cn/audio-video-coiled-35mm-stereo-audio-cable-male-male-20-ft-relaxed-length
CTL35MMC-3 | 螺旋型3.5mm立体声音频线缆，公头/公头，3.0ft/0.9m（松弛长度） | 41.43 | https://www.l-com.cn/audio-video-coiled-35mm-stereo-audio-cable-male-male-30-ft-relaxed-length
CTL35MMC-5 | 螺旋型3.5mm立体声音频线缆，公头/公头，5.0ft/1.5m（松弛长度） | 72.65 | https://www.l-com.cn/audio-video-coiled-35mm-stereo-audio-cable-male-male-50-ft-relaxed-length
CTL35MMT-10 | 超细立体声音频线缆，公头/公头，10.0ft/3.0m | 12.6477 | https://www.l-com.cn/audio-video-stereo-thinline-audio-cable-male-male-100-ft
CTL35MMT-3 | 超细立体声音频线缆，公头/公头，3.0ft/0.9m | 6.95 | https://www.l-com.cn/audio-video-stereo-thinline-audio-cable-male-male-30-ft
CTL35RCAMY-10 | 3.5mm立体声公头/双RCA公头Y型线缆，10.0ft/3.0m | 20.109 | https://www.l-com.cn/audio-video-one-35mm-male-stereo-to-two-rca-male-y-cable-100-ft
CTL35RCAMY-3 | 3.5mm立体声公头/双RCA公头Y型线缆，3.0ft/0.9m | 16.26 | https://www.l-com.cn/audio-video-one-35mm-male-stereo-to-two-rca-male-y-cable-30-ft
CTL35RCAMY-5 | 3.5mm立体声公头/双RCA公头Y型线缆，5.0ft/1.5m | 20.1913 | https://www.l-com.cn/audio-video-one-35mm-male-stereo-to-two-rca-male-y-cable-50-ft
CTL35YMF-1 | 3.5mm立体声公头/双3.5mm插座Y型线缆，1.0ft/0.3m | 14.15 | https://www.l-com.cn/audio-video-35mm-male-stereo-to-dual-35mm-jack-y-cable-10-ft
CTL35YMF-10 | 3.5mm立体声公头/双3.5mm插座Y型线缆，10.0ft/3.0m | 52.62 | https://www.l-com.cn/audio-video-35mm-male-stereo-to-dual-35mm-jack-y-cable-100-ft
CTL35YMF-25 | 3.5mm立体声公头/双3.5mm插座Y型线缆，25.0ft/7.6m | 92.22 | https://www.l-com.cn/audio-video-35mm-male-stereo-to-dual-35mm-jack-y-cable-250-ft
CTL35YMF-3 | 3.5mm立体声公头/双3.5mm插座Y型线缆，3.0ft/0.9m | 55.5 | https://www.l-com.cn/audio-video-35mm-male-stereo-to-dual-35mm-jack-y-cable-30-ft
CTL3B-10B | 特优型多同轴线缆，3个BNC公头/公头，10.0ft/3.0m | 77.09 | https://www.l-com.cn/audio-video-premium-rgb-multi-coaxial-cable-3-bnc-male-male-100-ft
CTL3B-15 | 优良型RGB多芯同轴线缆，3个BNC公头/3个BNC公头，15英尺（4.6米） | 103.36 | https://www.l-com.cn/audio-video-deluxe-rgb-multi-coaxial-cable-3-bnc-male-male-150-ft
CTL3B-15B | 特优型多同轴线缆，3个BNC公头/公头，15.0ft/4.6m | 68.36 | https://www.l-com.cn/audio-video-premium-rgb-multi-coaxial-cable-3-bnc-male-male-150-ft
CTL3B-25 | 优良型RGB多芯同轴线缆，3个BNC公头/3个BNC公头，25英尺（7.6米） | 96.25 | https://www.l-com.cn/audio-video-deluxe-rgb-multi-coaxial-cable-3-bnc-male-male-250-ft
CTL3B-25B | 特优型多同轴线缆，3个BNC公头/公头，25.0ft/7.6m | 84.91 | https://www.l-com.cn/audio-video-premium-rgb-multi-coaxial-cable-3-bnc-male-male-250-ft
CTL3B-5 | 优良型RGB多芯同轴线缆，3个BNC公头/3个BNC公头，5英尺（1.5米） | 82.38 | https://www.l-com.cn/audio-video-deluxe-rgb-multi-coaxial-cable-3-bnc-male-male-50-ft
CTL3B-50B | 特优型多同轴线缆，3个BNC公头/公头，50.0ft/15.2m | 143.63 | https://www.l-com.cn/audio-video-premium-rgb-multi-coaxial-cable-3-bnc-male-male-500-ft
CTL3B-7.5 | 优良型RGB多芯同轴线缆，3个BNC公头/3个BNC公头，7.5英尺（2.3米） | 59.255 | https://www.l-com.cn/audio-video-deluxe-rgb-multi-coaxial-cable-3-bnc-male-male-75-ft
CTL3B-7.5B | 特优型多同轴线缆，3个BNC公头/公头，7.5ft/2.3m | 70.71 | https://www.l-com.cn/audio-video-premium-rgb-multi-coaxial-cable-3-bnc-male-male-75-ft
CTL3KVMF-10 | KVM线缆，公头/母头，10.0 ft/3.0 m | 109.38 | https://www.l-com.cn/audio-video-kvm-cable-male-female-100-ft
CTL3KVMF-100 | KVM线缆，公头/母头，100.0 ft/30.5 m | 595.06 | https://www.l-com.cn/audio-video-kvm-cable-male-female-1000-ft
CTL3KVMF-20 | KVM线缆，公头/母头，20.0 ft/6.0 m | 173.94 | https://www.l-com.cn/audio-video-kvm-cable-male-female-200-ft
CTL3KVMF-25 | KVM线缆，公头/母头，25.0 ft/7.6 m | 188.66 | https://www.l-com.cn/audio-video-kvm-cable-male-female-250-ft
CTL3KVMF-3 | KVM线缆，公头/母头，3.0 ft/0.9 m | 91.95 | https://www.l-com.cn/audio-video-kvm-cable-male-female-30-ft
CTL3KVMF-5 | KVM线缆，公头/母头，5.0 ft/1.5 m | 190.43 | https://www.l-com.cn/audio-video-kvm-cable-male-female-50-ft
CTL3KVMF-50 | KVM线缆，公头/母头，50.0 ft/15.0 m | 291.31 | https://www.l-com.cn/audio-video-kvm-cable-male-female-500-ft
CTL3KVMM-10 | KVM线缆，公头/公头，10.0 ft/3.0 m | 211.62 | https://www.l-com.cn/audio-video-kvm-cable-male-male-100-ft
CTL3KVMM-20 | KVM线缆，公头/公头，20.0 ft/6.0 m | 157.438 | https://www.l-com.cn/audio-video-kvm-cable-male-male-200-ft
CTL3KVMM-25 | KVM线缆，公头/公头，25.0 ft/7.6 m | 278.36 | https://www.l-com.cn/audio-video-kvm-cable-male-male-250-ft
CTL3KVMM-3 | KVM线缆，公头/公头，3.0 ft/0.9 m | 178.61 | https://www.l-com.cn/audio-video-kvm-cable-male-male-30-ft
CTL3KVMM-50 | KVM线缆，公头/公头，50.0 ft/15.0 m | 386.33 | https://www.l-com.cn/audio-video-kvm-cable-male-male-500-ft
CTL3VGA-250 | SVGA散装线缆，250英尺（76.2米）卷轴 | 529.59 | https://www.l-com.cn/audio-video-svga-bulk-cable-250-ft-spool
CTL3VGAMF-10BR | SVGA延长线，HD15公头/45度弯角型母头，10英尺（3米） | 77.55 | https://www.l-com.cn/audio-video-svga-extension-cable-hd15-male-45-degree-female-100-ft
CTL3VGAMF-15TZ | 超细SVGA 线缆, LSZH , HD15 公头 / HD15 母头 , 15.0 ft / 4.6 m | 73.285 | https://www.l-com.cn/audio-video-super-thin-lszh-svga-hd15-male-female-150-ft
CTL3VGAMF-25 | 特优型SVGA延长线缆，HD15公头/母头，灰色，25.0ft/7.6m | 111.16 | https://www.l-com.cn/audio-video-premium-svga-extension-cable-hd15-male-female-gray-250-ft
CTL3VGAMF-25T | 超细 SVGA 线缆 , HD15 公头 / HD15 母头 , 25.0 ft / 7.6 m | 62.92 | https://www.l-com.cn/audio-video-super-thin-svga-cable-hd15-male-female-250-ft
CTL3VGAMF-25TZ | 超细SVGA 线缆, LSZH , HD15 公头 / HD15 母头 , 25.0 ft / 7.6 m | 137.74 | https://www.l-com.cn/audio-video-super-thin-lszh-svga-hd15-male-female-250-ft
CTL3VGAMF-3 | 特优型SVGA延长线，HD15公头/母头，灰，3英尺（0.9米） | 47.17 | https://www.l-com.cn/audio-video-premium-svga-extension-cable-hd15-male-female-gray-30-ft
CTL3VGAMF-3B | 特优型SVGA延长线，HD15公头/母头，黑，3英尺（0.9米） | 70.1711 | https://www.l-com.cn/audio-video-premium-svga-extension-cable-hd15-male-female-black-30-ft
CTL3VGAMF-5BR | SVGA延长线，HD15公头/45度弯角型母头，5英尺（1.5米） | 39.86 | https://www.l-com.cn/audio-video-svga-extension-cable-hd15-male-45-degree-female-50-ft
CTL3VGAMF-5TZ | 超细SVGA 线缆, LSZH , HD15 公头 / HD15 母头 , 5.0 ft / 1.5 m | 44.0892 | https://www.l-com.cn/audio-video-super-thin-lszh-svga-hd15-male-female-50-ft
CTL3VGAMM-100B | 特优型SVGA 线缆 , HD15 公头 / HD15 公头 , 100.0 ft / 30.5 m, 黑色 | 291.61 | https://www.l-com.cn/audio-video-premium-svga-cable-hd15-male-male-black-1000-ft
CTL3VGAMM-3 | 特优型SVGA线缆，HD15公头/公头，灰色，3.0ft/0.9m | 41.95 | https://www.l-com.cn/audio-video-premium-svga-cable-hd15-male-male-gray-30-ft
CTL3VGAMM-3BR | SVGA线缆，HD15公头/45度弯角型公头，3英尺（0.9米） | 43.275 | https://www.l-com.cn/audio-video-svga-cable-hd15-male-45-degree-male-30-ft
CTL3VGAMM-50TZ | 超细SVGA 线缆, LSZH , HD15 公头 / HD15 公头 , 50.0 ft / 15.2 m | 177.63 | https://www.l-com.cn/audio-video-super-thin-lszh-svga-hd15-male-male-500-ft
CTL3VGAMM-5BR | SVGA线缆，HD15公头/45度弯角型公头，5英尺（1.5米） | 99.83 | https://www.l-com.cn/audio-video-svga-cable-hd15-male-45-degree-male-50-ft
CTL3VGAMM-5TP | 超细阻燃 SVGA 线缆 , HD15 公头 / HD15 公头 , 5.0 ft / 1.5 m | 115.55 | https://www.l-com.cn/audio-video-super-thin-plenum-svga-cable-hd15-male-male-50-ft
CTL3VGAMM-5TZ | 超细SVGA 线缆, LSZH , HD15 公头 / HD15 公头 ,5.0 ft / 1.5 m | 41.1375 | https://www.l-com.cn/audio-video-super-thin-lszh-svga-hd15-male-male-50-ft
CTL3VGAYMF-10 | SVGA Y型线缆，一个HD15公头/两个HD15母头，10英尺（3米） | 181.3 | https://www.l-com.cn/audio-video-svga-y-cable-one-hd15-male-two-hd15-female-100-ft
CTL3VGAYMF-3 | SVGA Y型线缆，一个HD15公头/两个HD15母头，3英尺（0.9米） | 90.81 | https://www.l-com.cn/audio-video-svga-y-cable-one-hd15-male-two-hd15-female-30-ft
CTL3VGAYMF-5 | SVGA Y型线缆，一个HD15公头/两个HD15母头，5英尺（1.5米） | 98.94 | https://www.l-com.cn/audio-video-svga-y-cable-one-hd15-male-two-hd15-female-50-ft
CTL4B-10B | 特优型多同轴线缆，4个BNC公头/公头，10.0ft/3.0m | 83.38 | https://www.l-com.cn/audio-video-premium-rgb-multi-coaxial-cable-4-bnc-male-male-100-ft
CTL4B-5B | 特优型多同轴线缆，4个BNC公头/公头，5.0ft/1.5m | 103.25 | https://www.l-com.cn/audio-video-premium-rgb-multi-coaxial-cable-4-bnc-male-male-50-ft
CTL4B-7.5 | 优良型RGB多芯同轴线缆，4个BNC公头/4个BNC公头，7.5英尺（2.3米） | 110.85 | https://www.l-com.cn/audio-video-deluxe-rgb-multi-coaxial-cable-4-bnc-male-male-75-ft
CTL4B-7.5B | 特优型多同轴线缆，4个BNC公头/公头，7.5ft/2.3m | 71.4 | https://www.l-com.cn/audio-video-premium-rgb-multi-coaxial-cable-4-bnc-male-male-75-ft
CTL4CAD-1.5 | VGA分支线缆，DB9公头/4个BNC公头，1.5英尺（0.5米） | 53.98 | https://www.l-com.cn/audio-video-vga-breakout-cable-db9-male-4-bnc-male-15-ft
CTL4CAD-3 | VGA分支线缆，DB9公头/4个BNC公头，3英尺（0.9米） | 98.79 | https://www.l-com.cn/audio-video-vga-breakout-cable-db9-male-4-bnc-male-30-ft
CTL4CAD-6 | VGA分支线缆，DB9公头/4个BNC公头，6.0ft/1.8m | 58.01 | https://www.l-com.cn/audio-video-vga-breakout-cable-db9-male-4-bnc-male-60-ft
CTL4CAR-1.5 | VGA分支延展线缆，HD15公头/4个BNC母头，1.5ft/0.5m | 49.93 | https://www.l-com.cn/audio-video-vga-breakout-ext-cable-hd15-male-4-bnc-female-15-ft
CTL4CAT-3 | VGA分支线缆，HD15公头/4个BNC公头，3.0ft/0.9m | 52.56 | https://www.l-com.cn/audio-video-vga-breakout-cable-hd15-male-4-bnc-male-30-ft
CTL4CAT-6 | VGA分支线缆，HD15公头/4个BNC公头，6.0ft/1.8m | 71.08 | https://www.l-com.cn/audio-video-vga-breakout-cable-hd15-male-4-bnc-male-60-ft
CTL4CAT-6F | VGA分支线缆，HD15公头/4个BNC公头带磁环，6.0ft/1.8m | 70.04 | https://www.l-com.cn/audio-video-vga-breakout-cable-hd15-male-4-bnc-male-w-ferrite-60-f
CTL5B-25 | 优良型RGB多芯同轴线缆，5个BNC公头/5个BNC公头，25英尺（7.6米） | 149.59 | https://www.l-com.cn/audio-video-deluxe-rgb-multi-coaxial-cable-5-bnc-male-male-250-ft
CTL5B-5 | 优良型RGB多芯同轴线缆，5个BNC公头/5个BNC公头，5英尺（1.5米） | 114.16 | https://www.l-com.cn/audio-video-deluxe-rgb-multi-coaxial-cable-5-bnc-male-male-50-ft
CTL5B-50B | 特优型多同轴线缆，5个BNC公头/公头，50.0ft/15.2m | 245.99 | https://www.l-com.cn/audio-video-premium-rgb-multi-coaxial-cable-5-bnc-male-male-500-ft
CTL5B-5B | 特优型多同轴线缆，5个BNC公头/公头，5.0ft/1.5m | 90.45 | https://www.l-com.cn/audio-video-premium-rgb-multi-coaxial-cable-5-bnc-male-male-50-ft
CTL5CAD-3 | VGA分支线缆，DB9公头/5个BNC公头，3.0ft/0.9m | 51.17 | https://www.l-com.cn/audio-video-vga-breakout-cable-db9-male-5-bnc-male-30-ft
CTL5CAD-6 | VGA分支线缆，DB9公头/5个BNC公头，6.0ft/1.8m | 74.42 | https://www.l-com.cn/audio-video-vga-breakout-cable-db9-male-5-bnc-male-60-ft
CTL5CAD-6F | VGA分支线缆，DB9公头/5个BNC公头带磁环，6.0ft/1.8m | 71.39 | https://www.l-com.cn/audio-video-vga-breakout-cable-db9-male-w-ferrite-5-bnc-male-60-ft
CTL5CAR-1.5 | VGA分支延展线缆，HD15公头/5个BNC母头，1.5ft/0.5m | 64.21 | https://www.l-com.cn/audio-video-vga-breakout-ext-cable-hd15-male-5-bnc-female-15-ft
CTL5CAR-2T | VGA分支线缆，HD15母头/5个BNC母头，2英尺（0.6米） | 69.14 | https://www.l-com.cn/audio-video-vga-breakout-ext-cable-hd15-female-5-bnc-female-20-ft
CTL5CAT-12B | SVGA分支线缆，HD15公头/5个BNC公头，黑色,12.0ft/3.7m | 88.88 | https://www.l-com.cn/audio-video-svga-breakout-cable-black-hd15-male-5-bnc-male-120-ft
CTL5CAT-6 | SVGA分支线缆，HD15公头/5个BNC公头，6.0ft/1.8m | 82.45 | https://www.l-com.cn/audio-video-svga-breakout-cable-hd15-male-5-bnc-male-60-ft
CTL5CAT-6B | SVGA分支线缆，HD15公头/5个BNC公头，黑色,6.0ft/1.8m | 129.19 | https://www.l-com.cn/audio-video-svga-breakout-cable-black-hd15-male-5-bnc-male-60-ft
CTL5CAT-6F | SVGA分支线缆，HD15公头/5个BNC公头带磁环，6.0ft/1.8m | 72.97 | https://www.l-com.cn/audio-video-svga-breakout-cable-hd15-male-w-ferrite-5-bnc-male-60-ft
CTL8B-10B | 特优型多同轴线缆，8个BNC公头/公头，10.0ft/3m | 199.64 | https://www.l-com.cn/audio-video-premium-multi-coaxial-cable-8-bnc-male-male-100-ft
CTL8B-15B | 特优型多同轴线缆，8个BNC公头/公头，15.0ft/4.6m | 269.85 | https://www.l-com.cn/audio-video-premium-multi-coaxial-cable-8-bnc-male-male-150-ft
CTL8B-25B | 特优型多同轴线缆，8个BNC公头/公头，25.0ft/7.6m | 302.9 | https://www.l-com.cn/audio-video-premium-multi-coaxial-cable-8-bnc-male-male-250-ft
CTL8B-5B | 特优型多同轴线缆，8个BNC公头/公头，5.0ft/1.5m | 154.71 | https://www.l-com.cn/audio-video-premium-multi-coaxial-cable-8-bnc-male-male-50-ft
CTLB3VGAMF-15T | 超细 可拆卸式 SVGA 线缆 , HD15 公头 / HD15 母头 , 15.0 ft / 4.6 m | 83.46 | https://www.l-com.cn/audio-video-svga-hd15-male-female-with-disconnect-150-ft
CTLB3VGAMF-15TWP | SVGA线缆套件，HD15公头/母头，带快速断开连接器和墙装面板，15英尺（4.6米） | 88.6614 | https://www.l-com.cn/audio-video-svga-hd15-male-female-w-disconnect-and-wall-plate-150-ft
CTLB3VGAMF-25TWP | SVGA线缆套件，HD15公头/母头，带快速断开连接器和墙装面板，25英尺（7.6米） | 103.9938 | https://www.l-com.cn/audio-video-svga-hd15-male-female-w-disconnect-and-wall-plate-250-ft
CTLB3VGAMF-50TWP | SVGA线缆套件，HD15公头/母头，带快速断开连接器和墙装面板，50英尺（15.2米） | 169.192 | https://www.l-com.cn/audio-video-svga-hd15-male-female-w-disconnect-and-wall-plate-500-ft
CTLB3VGAMM-15TZ | 超细LSZH 可拆卸式SVGA线缆，HD15公头/公头，15.0ft/4.6m | 104.23 | https://www.l-com.cn/audio-video-super-thin-lszh-w-disconnect-svga-hd15-male-male-150-ft
CTLB3VGAM-QD | 1英尺（0.3米）快速断开线缆（备用/替换） | 55.6 | https://www.l-com.cn/audio-video-1-quick-disconnect-cable-spare-replacement
CTLDVI-DL-MM-15 | 特优型DVI-D双链路带磁环线缆组件, 公头 / 公头 ,15.0 ft / 4.6 m | 79.31 | https://www.l-com.cn/audio-video-premium-dvi-d-dual-link-dvi-cable-male-male-w-ferrites-150-ft
CTLDVI-DLSP-MM-1 | 低烟无卤线缆，DVI公头/DisplayPort公头，1英尺（0.3米）长度 | 57.7407 | https://www.l-com.cn/audio-video-dvi-m-to-displayport-m-lszh-cable-length-1ft
CTLDVI-DLSP-MM-15 | 低烟无卤线缆，DVI公头/DisplayPort公头，15英尺（4.6米）长度 | 206.0885 | https://www.l-com.cn/audio-video-dvi-m-to-displayport-m-lszh-cable-length-15ft
CTLDVI-DLSP-MM-3 | 低烟无卤线缆，DVI公头/DisplayPort公头，3英尺（0.9米）长度 | 67.9171 | https://www.l-com.cn/audio-video-dvi-m-to-displayport-m-lszh-cable-length-3ft
CTLDVI-DLSP-MM-5 | 低烟无卤线缆，DVI公头/DisplayPort公头，5英尺（1.5米）长度 | 82.9672 | https://www.l-com.cn/audio-video-dvi-m-to-displayport-m-lszh-cable-length-5ft
CTLDVIDMMLZ-10 | DVI-D双链路低烟无卤带磁环线缆组件, 公头 / 公头 , 10.0 ft / 3.0 m | 125.0646 | https://www.l-com.cn/audio-video-dvi-d-dual-link-lszh-cable-male-male-w-ferrites-100-ft
CTLDVIDMMLZ-15 | DVI-D双链路低烟无卤带磁环线缆组件, 公头 / 公头 , 15.0 ft / 4.6 m | 97.6127 | https://www.l-com.cn/audio-video-dvi-d-dual-link-lszh-cable-male-male-w-ferrites-150-ft
CTLDVIDMMLZ-3 | DVI-D双链路低烟无卤带磁环线缆组件, 公头 / 公头 , 3.0 ft / 0.9 m | 62.2213 | https://www.l-com.cn/audio-video-dvi-d-dual-link-lszh-cable-male-male-w-ferrites-30-ft
CTLDVI-I-MM-15 | 特优型DVI-I双链路带磁环线缆组件, 公头 / 公头 ,15.0 ft / 4.6 m | 117.13 | https://www.l-com.cn/audio-video-premium-dvi-i-dual-link-dvi-cable-male-male-w-ferrites-150ft
CTLDVI-I-MM-5 | 特优型DVI-I双链路带磁环线缆组件, 公头 / 公头 , 5.0 ft / 1.5 m | 74.5015 | https://www.l-com.cn/audio-video-premium-dvi-i-dual-link-dvi-cable-male-male-w-ferrites-50ft
CTLDVI-ISL-MM-10 | 特优型DVI线缆，DVI-I单链路，带磁环，公头/公头，10.0ft/3.0m | 74.28 | https://www.l-com.cn/audio-video-premium-dvi-i-single-link-dvi-cable-male-male-w-ferrites-100-ft
CTLDVI-ISL-MM-3 | 特优型DVI线缆，DVI-I单链路，带磁环，公头/公头，3.0ft/0.9m | 59.41 | https://www.l-com.cn/audio-video-premium-dvi-i-single-link-dvi-cable-male-male-w-ferrites-30-ft
CTLDVIMM-10 | 特优型DVI-D单链路带磁环线缆组件, 公头 / 公头 ,10.0 ft / 3.0 m | 69.145 | https://www.l-com.cn/audio-video-premium-dvi-d-single-link-dvi-cable-male-male-w-ferrites-100-ft
CTLDVIMM-15 | 特优型DVI-D单链路带磁环线缆组件, 公头 / 公头 ,15.0 ft / 4.6 m | 54.1 | https://www.l-com.cn/audio-video-premium-dvi-d-single-link-dvi-cable-male-male-w-ferrites-150-ft
CTLDVIMM-3 | 特优型DVI-D单链路带磁环线缆组件, 公头 / 公头 ,3.0 ft / 0.9 m | 38.13 | https://www.l-com.cn/audio-video-premium-dvi-d-single-link-dvi-cable-male-male-w-ferrites-30-ft
CTLDVIMMLZ-10 | DVI-D单链路低烟无卤带磁环线缆组件, 公头 / 公头 , 10 ft / 3 m | 59.5803 | https://www.l-com.cn/audio-video-dvi-d-single-link-lszh-cable-male-male-w-ferrites-100-ft
CTLDVIMMLZ-15 | DVI-D单链路低烟无卤带磁环线缆组件, 公头 / 公头 , 15.0 ft/4.6 m | 67.0159 | https://www.l-com.cn/audio-video-dvi-d-single-link-lszh-cable-male-male-w-ferrites-150-ft
CTLDVIMMLZ-3 | DVI-D单链路低烟无卤带磁环线缆组件, 公头 / 公头 , 3.0 ft/0.9 m | 44.7781 | https://www.l-com.cn/audio-video-dvi-d-single-link-lszh-cable-male-male-w-ferrites-30-ft
CTLDVIMMLZ-5 | DVI-D单链路低烟无卤带磁环线缆组件, 公头 / 公头 , 5.0 ft/1.5 m | 48.4375 | https://www.l-com.cn/audio-video-dvi-d-single-link-lszh-cable-male-male-w-ferrites-50-ft
CTLDVIMT-10 | 金属铠装DVI线缆，双通道DVI-D，公头/公头，10英尺（3米） | 116.1 | https://www.l-com.cn/audio-video-metal-armored-dvi-d-dual-link-dvi-cable-male-male-100-ft
CTLDVIMT-15 | 金属铠装DVI线缆，双通道DVI-D，公头/公头，15英尺（4.6米） | 159.95 | https://www.l-com.cn/audio-video-metal-armored-dvi-d-dual-link-dvi-cable-male-male-150-ft
CTLDVIMT-3 | 金属铠装DVI线缆，双通道DVI-D，公头/公头，3英尺（0.9米） | 91.91 | https://www.l-com.cn/audio-video-metal-armored-dvi-d-dual-link-dvi-cable-male-male-30-ft
CTLDVIMT-5 | 金属铠装DVI线缆，双通道DVI-D，公头/公头，5英尺（1.5米） | 132.72 | https://www.l-com.cn/audio-video-metal-armored-dvi-d-dual-link-dvi-cable-male-male-50-ft
CTLDVIPL-10 | 塑料铠装DVI线缆，双通道DVI-D，公头/公头，10英尺（3米） | 87.48 | https://www.l-com.cn/audio-video-plastic-armored-dvi-d-dual-link-dvi-cable-male-male-100-ft
CTLDVIPL-15 | 塑料铠装DVI线缆，双通道DVI-D，公头/公头，15英尺（4.6米） | 148.13 | https://www.l-com.cn/audio-video-plastic-armored-dvi-d-dual-link-dvi-cable-male-male-150-ft
CTLDVIRAMT-10 | 金属铠装DVI线缆，双通道DVI-D，公头/直角型公头，下出线，10英尺（3米） | 161.43 | https://www.l-com.cn/audio-video-metal-armored-dvi-d-dual-link-dvi-cable-male-male-right-angle-bottom-100-ft
CTLDVISMT-10 | 金属铠装DVI线缆，单通道DVI-D，公头/公头，10英尺（3米） | 139.95 | https://www.l-com.cn/audio-video-metal-armored-dvi-d-single-link-dvi-cable-male-male-100-ft
CTLDVISMT-15 | 金属铠装DVI线缆，单通道DVI-D，公头/公头，15英尺（4.6米） | 137.64 | https://www.l-com.cn/audio-video-metal-armored-dvi-d-single-link-dvi-cable-male-male-150-ft
CTLDVISMT-3 | 金属铠装DVI线缆，单通道DVI-D，公头/公头，3英尺（0.9米） | 103.24 | https://www.l-com.cn/audio-video-metal-armored-dvi-d-single-link-dvi-cable-male-male-30-ft
CTLDVISPL-15 | 塑料铠装DVI线缆，单通道DVI-D，公头/公头，15英尺（4.6米） | 79.47 | https://www.l-com.cn/audio-video-plastic-armored-dvi-d-single-link-dvi-cable-male-male-150-ft
CTLDVISPL-3 | 塑料铠装DVI线缆，单通道DVI-D，公头/公头，3英尺（0.9米） | 50.042 | https://www.l-com.cn/audio-video-plastic-armored-dvi-d-single-link-dvi-cable-male-male-30-ft
CTLEVCMM-3 | EVC线缆，公头/公头，3英尺（0.9米） | 163.34 | https://www.l-com.cn/audio-video-evc-cable-male-male-30-ft
CTLF3VGAMF-1 | 特优型SVGA线缆，HD15公头/HD母头，带磁环，黑，1英尺（0.3米） | 31.22 | https://www.l-com.cn/audio-video-premium-svga-cable-hd15-male-female-with-ferrites-black-10-ft
CTLF3VGAMF-5 | 特优型SVGA线缆，HD15公头/HD母头，带磁环，黑，5英尺（1.5米） | 47.29 | https://www.l-com.cn/audio-video-premium-svga-cable-hd15-male-female-with-ferrites-black-50-ft
CTLF3VGAMF-50 | 特优型SVGA线缆，HD15公头/HD母头，带磁环，黑，50英尺（15.2米） | 157.69 | https://www.l-com.cn/audio-video-premium-svga-cable-hd15-male-female-with-ferrites-black-500-ft
CTLF3VGAMM-1 | 特优型VGA线缆，HD15公头/HD公头，带磁环，黑，1英尺（0.3米） | 77.175 | https://www.l-com.cn/audio-video-premium-vga-cable-hd15-male-male-with-ferrites-black-10-ft
CTLF3VGAMM-100 | 特优型带磁环VGA线缆, HD15 公头 / HD15 公头, 100.0 ft / 30.5 m ,黑色 | 300.55 | https://www.l-com.cn/audio-video-premium-vga-cable-hd15-male-male-with-ferrites-black-1000-ft
CTLF3VGAMM-50 | 特优型带磁环VGA线缆, HD15 公头 / HD15 公头, 50.0 ft / 15.2 m,黑色 | 166.399 | https://www.l-com.cn/audio-video-premium-vga-cable-hd15-male-male-with-ferrites-black-500-ft
CTLKVMF-10T | 超细KVM线缆，公头/母头，10英尺（3米） | 182.68 | https://www.l-com.cn/audio-video-super-thin-kvm-cable-male-female-100-ft
CTLKVMF-15T | 超细KVM线缆，公头/母头，15英尺（4.6米） | 101.38 | https://www.l-com.cn/audio-video-super-thin-kvm-cable-male-female-150-ft
CTLKVMF-25T | 超细KVM线缆，公头/母头，25英尺（7.6米） | 141.14 | https://www.l-com.cn/audio-video-super-thin-kvm-cable-male-female-250-ft
CTLKVMM-25T | 超细KVM线缆，公头/公头，25英尺（7.6米） | 139.22 | https://www.l-com.cn/audio-video-super-thin-kvm-cable-male-male-250-ft
CTLKVMM-5T | 超细KVM线缆，公头/公头，5英尺（1.5米） | 105.95 | https://www.l-com.cn/audio-video-super-thin-kvm-cable-male-male-50-ft
CTM-1.5 | 线缆扎带固定扣，1.5in/3.8cm | 17.038 | https://www.l-com.cn/d-sub-cable-tie-mount-15
CVR15F | DB15/HD26母头连接器保护盖，10件/袋 | 7.7 | https://www.l-com.cn/d-sub-db15-hd26-protective-cover-for-female-connectors-pkg-10
CVR37F | DB37/HD62母头连接器保护盖，10件/袋 | 3.39 | https://www.l-com.cn/d-sub-db37-hd62-protective-cover-for-female-connectors-pkg-10
CVR3MM-12 | 三线路RGB分量RCA线缆，公头/公头，12英尺（3.7米） | 52.2 | https://www.l-com.cn/audio-video-3-line-rgb-component-rca-cable-male-male-120-ft
CVR3MM-25 | 三线路RGB分量RCA线缆，公头/公头，25英尺（7.6米） | 82.24 | https://www.l-com.cn/audio-video-3-line-rgb-component-rca-cable-male-male-250-ft
CVR3MM-6 | 三线路RGB分量RCA线缆，公头/公头，6英尺（1.8米） | 45.67 | https://www.l-com.cn/audio-video-3-line-rgb-component-rca-cable-male-male-60-ft
CVR50F | DB50/HD78母头连接器保护盖，10件/袋 | 3.1 | https://www.l-com.cn/d-sub-db50-hd78-protective-cover-for-female-connectors-pkg-10
CVR50M | DB50/HD78公头连接器保护盖，10件/袋 | 1.78 | https://www.l-com.cn/d-sub-db50-hd78-protective-cover-for-male-connectors-pkg-10
CVR-ESATA | eSATA线缆组件连接器用保护盖，10/袋 | 4.86 | https://www.l-com.cn/firewire-din-scsi-sata-protective-cover-for-esata-cable-assembly-connector-pkg-10
CVRUSB-MB4 | USB保护盖，用于2.0 Mini B4型插头，10/袋 | 3.25 | https://www.l-com.cn/usb-protective-cover-for-usb-20-type-mini-b4-plugs-pkg-10
CVTR-I-7520 | ICP DAS隔离式RS-232至RS485转换器 | 454.48 | https://www.l-com.cn/serial-converters-controller-cards-icp-das-isolated-rs-232-to-rs485-converter
CVTR-I-7561 | ICP DAS USB至RS232/422/485转换器 | 944.46 | https://www.l-com.cn/serial-converters-controller-cards-icp-das-usb-to-rs232-422-485-converter
D8-4803 | DB9 2路开关盒 | 68.2704 | https://www.l-com.cn/d-sub-db9-2-way-switch-box
D8-4843/DP15-2 | DB15 2路开关盒 | 126.72 | https://www.l-com.cn/d-sub-db15-2-way-switch-box
D8-4853 | DB25 2路开关盒 | 71.1864 | https://www.l-com.cn/d-sub-db25-2-way-switch-box
D8-4873 | DB25 4路开关盒 | 187.6824 | https://www.l-com.cn/d-sub-db25-4-way-switch-box
DAC-A10GMSA-10M | 直连铜缆（DAC）有源电缆组件，SFP +至SFP +，双轴，10gig，多源协议（MSA）编码，黑色，10.0米 | 323.433 | https://www.l-com.cn/direct-attach-copper-dac-active-cable-assembly-sfp-plus-sfp-plus-twinax-10gig-multi-source-agreement-msa-coded-black-100m
DAC-A10GMSA-3M | 直连铜缆（DAC）有源电缆组件，SFP +至SFP +，双轴，10gig，多源协议（MSA）编码，黑色，3.0米 | 225.4375 | https://www.l-com.cn/direct-attach-copper-dac-active-cable-assembly-sfp-plus-sfp-plus-twinax-10gig-multi-source-agreement-msa-coded-black-30m
DAC-A10GMSA-5M | 直连铜缆（DAC）有源电缆组件，SFP +至SFP +，双轴，10gig，多源协议（MSA）编码，黑色，5.0米 | 307.2722 | https://www.l-com.cn/direct-attach-copper-dac-active-cable-assembly-sfp-plus-sfp-plus-twinax-10gig-multi-source-agreement-msa-coded-black-50m
DAC-A10GMSA-7M | 直连铜缆（DAC）有源电缆组件，SFP +至SFP +，双轴，10gig，多源协议（MSA）编码，黑色，7.0米 | 333.4082 | https://www.l-com.cn/direct-attach-copper-dac-active-cable-assembly-sfp-plus-sfp-plus-twinax-10gig-multi-source-agreement-msa-coded-black-70m
DAC-P10GMSA-05M | 直连铜缆（DAC）无源电缆组件，SFP +至SFP +，双轴，10gig，多源协议（MSA）编码，黑色，0.5米 | 49.0486 | https://www.l-com.cn/direct-attach-copper-dac-passive-cable-assembly-sfp-plus-sfp-plus-twinax-10gig-multi-source-agreement-msa-coded-black-05m
DAC-P10GMSA-105M | 直连铜缆（DAC）无源电缆组件，SFP +至SFP +，双轴，10gig，多源协议（MSA）编码，黑色，1.5米 | 73.2389 | https://www.l-com.cn/direct-attach-copper-dac-passive-cable-assembly-sfp-plus-sfp-plus-twinax-10gig-multi-source-agreement-msa-coded-black-15m
DAC-P10GMSA-1M | 直连铜缆（DAC）无源电缆组件，SFP +至SFP +，双轴，10gig，多源协议（MSA）编码，黑色，1.0米 | 50.9652 | https://www.l-com.cn/direct-attach-copper-dac-passive-cable-assembly-sfp-plus-sfp-plus-twinax-10gig-multi-source-agreement-msa-coded-black-10m
DAC-P10GMSA-2M | 直连铜缆（DAC）无源电缆组件，SFP +至SFP +，双轴，10gig，多源协议（MSA）编码，黑色，2.0米 | 85.1162 | https://www.l-com.cn/direct-attach-copper-dac-passive-cable-assembly-sfp-plus-sfp-plus-twinax-10gig-multi-source-agreement-msa-coded-black-20m
DAC-P10GMSA-3M | 直连铜缆（DAC）无源电缆组件，SFP +至SFP +，双轴，10gig，多源协议（MSA）编码，黑色，3.0米 | 78.408 | https://www.l-com.cn/direct-attach-copper-dac-passive-cable-assembly-sfp-plus-sfp-plus-twinax-10gig-multi-source-agreement-msa-coded-black-30m
DAC-P10GMSA-4M | 直连铜缆（DAC）无源电缆组件，SFP +至SFP +，双轴，10gig，多源协议（MSA）编码，黑色，4.0米 | 115.6082 | https://www.l-com.cn/direct-attach-copper-dac-passive-cable-assembly-sfp-plus-sfp-plus-twinax-10gig-multi-source-agreement-msa-coded-black-40m
DAC-P10GMSA-5M | 直连铜缆（DAC）无源电缆组件，SFP +至SFP +，双轴，10gig，多源协议（MSA）编码，黑色，5.0米 | 125.1914 | https://www.l-com.cn/direct-attach-copper-dac-passive-cable-assembly-sfp-plus-sfp-plus-twinax-10gig-multi-source-agreement-msa-coded-black-50m
DAC-P10GMSA-6M | 直连铜缆（DAC）无源电缆组件，SFP +至SFP +，双轴，10gig，多源协议（MSA）编码，黑色，6.0米 | 134.4024 | https://www.l-com.cn/direct-attach-copper-dac-passive-cable-assembly-sfp-plus-sfp-plus-twinax-10gig-multi-source-agreement-msa-coded-black-60m
DAC-P10GMSA-7M | 直连铜缆（DAC）无源电缆组件，SFP +至SFP +，双轴，10gig，多源协议（MSA）编码，黑色，7.0米 | 161.3317 | https://www.l-com.cn/direct-attach-copper-dac-passive-cable-assembly-sfp-plus-sfp-plus-twinax-10gig-multi-source-agreement-msa-coded-black-70m
DAC-P25GMSA-1M | 直连铜缆（DAC）无源电缆组件，SFP28至SFP28，双轴，25gig，多源协议（MSA）编码，黑色，1.0米 | 121.176 | https://www.l-com.cn/direct-attach-copper-dac-passive-cable-assembly-sfp28-sfp28-twinax-25gig-multi-source-agreement-msa-coded-black-10m
DAC-P25GMSA-2M | 直连铜缆（DAC）无源电缆组件，SFP28至SFP28，双轴，25gig，多源协议（MSA）编码，黑色，2.0米 | 185.3042 | https://www.l-com.cn/direct-attach-copper-dac-passive-cable-assembly-sfp28-sfp28-twinax-25gig-multi-source-agreement-msa-coded-black-20m
DAC-P25GMSA-3M | 直连铜缆（DAC）无源电缆组件，SFP28至SFP28，双轴，25gig，多源协议（MSA）编码，黑色，3.0米 | 190.8581 | https://www.l-com.cn/direct-attach-copper-dac-passive-cable-assembly-sfp28-sfp28-twinax-25gig-multi-source-agreement-msa-coded-black-30m
DAC-P25GMSA-5M | 直连铜缆（DAC）无源电缆组件，SFP28至SFP28，双轴，25gig，多源协议（MSA）编码，黑色，5.0米 | 243.936 | https://www.l-com.cn/direct-attach-copper-dac-passive-cable-assembly-sfp28-sfp28-twinax-25gig-multi-source-agreement-msa-coded-black-50m
DCP110C5E-24 | 超5类UTP接线板，24端口EIA568A/B | 235.9267 | https://www.l-com.cn/patch-panel-server-rack-category-5e-utp-patch-panel-24-port-eia568a-b
DCP110C5E-24S | 超5类STP接线板，24端口带屏蔽EIA568A/B | 280.4472 | https://www.l-com.cn/patch-panel-server-rack-category-5e-stp-patch-panel-24-port-shielded-eia568a-b
DCP110C5E-48 | 超5类UTP接线板，48端口EIA568A/B | 491.5944 | https://www.l-com.cn/patch-panel-server-rack-category-5e-utp-patch-panel-48-port-eia568a-b
DCP110C5E-48S | 超5类STP接线板，48端口带屏蔽EIA568A/B | 562.32 | https://www.l-com.cn/patch-panel-server-rack-category-5e-stp-patch-panel-48-port-shielded-eia568a-b
DCP110C6-24 | 6类接线板，24端口UTP EIA568A/B | 295.6932 | https://www.l-com.cn/patch-panel-server-rack-cat6-patch-panel-24-port-utp-eia568a-b
DCP110C6-24S | 6类配线架，24个屏蔽端口，EIA568A/B | 378.1082 | https://www.l-com.cn/patch-panel-server-rack-cat6-patch-panel-24-port-shielded-eia568a-b
DCP110C6-48 | 6类接线板，48端口UTP EIA568A/B | 605.7227 | https://www.l-com.cn/patch-panel-server-rack-cat6-patch-panel-48-port-utp-eia568a-b
DCP110C6-48S | 6类接线板，48端口屏蔽EIA568A/B | 537.768 | https://www.l-com.cn/patch-panel-server-rack-cat6-patch-panel-48-port-shielded-eia568a-b
DCP110C6A-24S | 超6类配线架，24个屏蔽端口，EIA568A/B | 684.7319 | https://www.l-com.cn/patch-panel-server-rack-cat6a-patch-panel-24-port-shielded-eia568a-b
DCP110POE+C5E-24 | 超5类PoE+配线架，带理线架 | 146.52 | https://www.l-com.cn/patch-panel-server-rack-category-5e-poe-patch-panel-with-cable-management
DCP110POE+C6-24 | 6类PoE+配线架，带理线架 | 166.32 | https://www.l-com.cn/patch-panel-server-rack-category-6-poe-patch-panel-with-cable-management
DCPT100BT24 | 100Base-T，5类电信接线板，24端口 | 190.6344 | https://www.l-com.cn/patch-panel-server-rack-100base-t-cat5-telco-patch-panel-24-ports
DCSB | 悬臂式支撑底座，用于中继机架 | 565.9751 | https://www.l-com.cn/patch-panel-server-rack-cantilever-support-base-for-relay-racks
DCWM110C5E-12 | 超5类接线板，12端口EIA568A/B | 104.6584 | https://www.l-com.cn/ethernet-category-5e-patch-panel-12-port-eia568a-b
DCWM110C6-12 | 6类接线板，12端口EIA568A/B | 116.3741 | https://www.l-com.cn/ethernet-category-6-patch-panel-12-port-eia568a-b
DD55F | 直通适配器 , DIN 5, 母头 / 母头 | 27.6408 | https://www.l-com.cn/firewire-din-scsi-sata-feed-thru-adapter-din-5-female-female
DG259FM-IBM | 模制AT转接器，大型，DB25母头 / DB9公头 | 9.8846 | https://www.l-com.cn/d-sub-molded-at-adapter-high-profile-db25-female-db9-male
DG259MF-IBM | 模制AT转接器，大型，DB25公头 / DB9母头 | 8.2433 | https://www.l-com.cn/d-sub-molded-at-adapter-high-profile-db25-male-db9-female
DG9037MF2 | 小型直角适配器，DB37 公头 / DB37 母头，线缆出口 2 | 64.8807 | https://www.l-com.cn/d-sub-low-profile-right-angle-adapter-db37-male-female-cable-exit-2
DG9037MF3 | 小型直角适配器，DB37 公头 / DB37 母头，线缆出口 3 | 28.988 | https://www.l-com.cn/d-sub-low-profile-right-angle-adapter-db37-male-female-cable-exit-3
DG90H15MF1-P | Premium HD15 male to female right angle orientation Adapter | 19.67 | https://www.l-com.cn/d-sub-premium-hd15-male-to-female-right-angle-orientation-adapter
DGB1010K | 超薄公母头转接器套件，8件 | 85.7736 | https://www.l-com.cn/d-sub-slimline-gender-changer-kit-8-pieces
DGB15FT | 用于现场端接的DB15母头连接器 | 22.968 | https://www.l-com.cn/d-sub-db15-female-connector-for-field-termination
DGB15MT1 | 用于现场端接的DB15公头连接器 | 17.898 | https://www.l-com.cn/d-sub-db15-male-connector-for-field-termination
DGB15MT1-CVR | DGB15MT1现场端接连接器外壳 | 3.2 | https://www.l-com.cn/d-sub-cover-for-dgb15mt1-field-termination-connector
DGB25FT | 用于现场端接的DB25母头连接器 | 33.9966 | https://www.l-com.cn/d-sub-db25-female-connector-for-field-termination
DGB25FT-CVR | DGB25FT现场端接连接器外壳 | 3.13 | https://www.l-com.cn/d-sub-cover-for-dgb25ft-field-termination-connector
DGBH1010K | 高密度公母头转接器套件，8件 | 216.4184 | https://www.l-com.cn/d-sub-hi-density-gender-changer-kit-8-pieces
DGBH15FT | SVGA HD15插座，用于现场端接，可面板安装 | 23.2512 | https://www.l-com.cn/audio-video-svga-hd15-jack-for-field-termination
DGBH15FT-CVR | DGBH15FT现场端接连接器外壳 | 6.16 | https://www.l-com.cn/audio-video-cover-for-dgbh15ft-svga-field-termination-connector
DGBH15MT1-CVR | DGBH15MT1 SVGA现场端接连接器外壳 | 6.15 | https://www.l-com.cn/audio-video-cover-for-dgbh15mt1-svga-field-termination-connector
DGBH26M | 超薄公母头转接器，HD26公头/公头 | 46.93 | https://www.l-com.cn/d-sub-slimline-gender-changer-hd26-male-male
DGBH44M | 超薄公母头转接器，HD44公头/公头 | 38.7799 | https://www.l-com.cn/d-sub-slimline-gender-changer-hd44-male-male
DGBH62M | 超薄公母头转接器，HD62公头/公头 | 24.465 | https://www.l-com.cn/d-sub-slimline-gender-changer-hd62-male-male
DGBH62MF | 超薄插座保护器，HD62公头/母头 | 23.9229 | https://www.l-com.cn/d-sub-slimline-socket-saver-hd62-male-female
DGBH78M | 超薄公母头转接器，HD78公头/公头 | 26.08 | https://www.l-com.cn/d-sub-slimline-gender-changer-hd78-male-male
DGBH78MF | 超薄插座保护器，HD78公头/母头 | 45.7675 | https://www.l-com.cn/d-sub-slimline-socket-saver-hd78-male-female
DGBL15MF | AUI/DB15转接头，公头/母头 | 5.5815 | https://www.l-com.cn/d-sub-aui-to-db15-adapter-male-female
DGBV15M | 超薄转接器，HD15公头/公头，无针脚9 | 5.4648 | https://www.l-com.cn/d-sub-slimline-gender-changer-hd15-male-male-pin-9-omitted
DGBV15MF | 超薄插座保护器，HD15公头/母头，无针脚9 | 4.8269 | https://www.l-com.cn/d-sub-slimline-socket-saver-hd15-male-female-pin-9-omitted
DGC50F | 超薄SCSI公母头转接器，50针母头/母头 | 18.723 | https://www.l-com.cn/d-sub-50-pin-scsi-gender-changer-female-female
DGC50M | 超薄SCSI公母头转接器，50针公头/公头 | 28.964 | https://www.l-com.cn/d-sub-50-pin-scsi-gender-changer-male-male
DGC50MF | 超薄SCSI Telco插座保护器， 50针公头/母头 | 27.3659 | https://www.l-com.cn/d-sub-50-pin-scsi-telco-socket-saver-male-female
DGF100K | EMI转接器套件，4件装 | 68.55 | https://www.l-com.cn/d-sub-engineers-kit-with-4-emi-adapters
DGFC100K | EMC转接器套件，4件装 | 94.4233 | https://www.l-com.cn/d-sub-engineers-kit-with-4-emc-adapters
DGFC37MF | EMC转接器，DB37公头/母头 | 46.969 | https://www.l-com.cn/d-sub-capacitive-filter-emc-adapter-db37-male-female
DGS15FT | 与无螺丝接线盒现场端接的DB15母头连接器 | 17.5894 | https://www.l-com.cn/d-sub-db15-female-connector-for-field-termination-with-screwless-terminal-block
DGS9FT | 与无螺丝接线盒现场端接的DB9母头连接器 | 20.3925 | https://www.l-com.cn/d-sub-db9-female-connector-for-field-termination-with-screwless-terminal-block
DGSH15FT | 与无螺丝接线盒现场端接的HD15母头连接器 | 29.7792 | https://www.l-com.cn/d-sub-hd15-female-connector-for-field-termination-with-screwless-terminal-block
DHP9B | D-Sub上下后壳，DB9，黑色塑料 | 5.05 | https://www.l-com.cn/d-sub-half-d-sub-cover-pair-db9-black-plastic
DHS25 | D-Sub上下后壳，DB25，镀镍钢 | 14.8585 | https://www.l-com.cn/d-sub-half-d-sub-cover-pair-db25-nickel-plated-steel
DHS9 | D-Sub上下后壳，DB9，镀镍钢 | 8.1167 | https://www.l-com.cn/d-sub-half-d-sub-cover-pair-db9-nickel-plated-steel
DIN-35-0.5 | 35毫米DIN导轨，0.5米 | 4.07 | https://www.l-com.cn/ethernet-converters-din-rail-35mm-05-meter
DIN-35-1 | 35毫米DIN导轨，1米 | 6.87 | https://www.l-com.cn/ethernet-converters-35mm-din-rail-10-meter
DIN-35-NB12 | 35毫米DIN导轨，用于NB12接线盒 | 2.8067 | https://www.l-com.cn/nema-enclosures-35mm-din-rail-for-nb12-enclosure
DIN-35-NB14 | NB14外壳用35mm DIN导轨 | 3.14 | https://www.l-com.cn/ethernet-converters-35mm-din-rail-for-nb14-enclosure
DIN-35-NB18 | NB18外壳用35mm DIN导轨 | 1.77 | https://www.l-com.cn/ethernet-converters-35mm-din-rail-for-nb18-enclosure
DIN-MNT30 | DIN3导轨安装夹，30毫米 | 5.59 | https://www.l-com.cn/nema-enclosures-din-3-rail-mount-clip-30mm
DIN-SR-NB14 | 支承轨，用于NB14系列DIN3导轨 | 104.2828 | https://www.l-com.cn/nema-enclosures-support-rail-for-nb14-series-din3-rails
DIY15MM | 自助套件，DB15公头/公头 | 16.236 | https://www.l-com.cn/d-sub-do-it-yourself-kit-db15-male-male
DIY259FF | 自助套件，DB25母头/DB9母头 | 26.73 | https://www.l-com.cn/d-sub-do-it-yourself-kit-db25-female-db9-female
DIY259MM | 自助套件，DB25公头/DB9公头 | 6.0567 | https://www.l-com.cn/d-sub-do-it-yourself-kit-db25-male-db9-male
DIY25MF | 自助套件，DB25公头/母头 | 13.22 | https://www.l-com.cn/d-sub-do-it-yourself-kit-db25-male-female
DIY9FF | 自助套件，DB9母头/母头 | 16.7392 | https://www.l-com.cn/d-sub-do-it-yourself-kit-db9-female-female
DIY9MF | 自助套件，DB9公头/母头 | 22.6589 | https://www.l-com.cn/d-sub-do-it-yourself-kit-db9-male-female
DIY9MM | 自助套件，DB9 公头/公头 | 15.5232 | https://www.l-com.cn/d-sub-do-it-yourself-kit-db9-male-male
DIY-HD15CMF | 金属化自助套件，HD15公头/母头 | 18.2194 | https://www.l-com.cn/d-sub-metalized-diy-kit-hd15-male-female
DIYKS-F | 金属DIY套件，DB25母头/母头 | 30.888 | https://www.l-com.cn/d-sub-metal-diy-kit-db25-female-female
DIYM | 金属外壳，成对，3×3×1英寸（7.6×7.6×2.5厘米）整体尺寸 | 26.3736 | https://www.l-com.cn/d-sub-metal-case-pair-3-x-3-x-1-overall-size
DIYM25F | 盖板，带DB25母头，焊接型 | 14.2933 | https://www.l-com.cn/d-sub-end-cap-with-db25f-solder-type
DIYM9F | 盖板，带DB9母头，焊接型 | 16.49 | https://www.l-com.cn/d-sub-end-cap-with-db9f-solder-type
DIYM9F2 | 盖板，带2个DB9母头，焊接型 | 17.755 | https://www.l-com.cn/d-sub-end-cap-with-2-db9f-solder-type
DIYMB | 盖板，空白（无开口） | 12.38 | https://www.l-com.cn/d-sub-end-cap-blank-no-cutouts
DIYRA | 压插型DIY适配器套件，DB25公头/母头 | 17.5032 | https://www.l-com.cn/d-sub-crimp-poke-diy-adapter-kit-db25-male-female
DIYRA-F | 压插型DIY适配器套件，DB25母头/母头 | 15.4123 | https://www.l-com.cn/d-sub-crimp-poke-diy-adapter-kit-db25-female-female
DIYW | 镀锡跳线，25件/袋 | 12.3567 | https://www.l-com.cn/d-sub-pre-tinned-jumpers-pkg-25
DK225MF-20 | 模制延长线缆，DIN 5，公头/母头，20.0ft/6.0m | 51.96 | https://www.l-com.cn/firewire-din-scsi-sata-molded-extension-cable-din-5-male-female-200-ft
DK225MF-3 | 模制延长线缆，DIN 5，公头/母头，3.0ft/0.9m | 14.58 | https://www.l-com.cn/firewire-din-scsi-sata-molded-extension-cable-din-5-male-female-30-ft
DK225MM-3 | 模制线缆，DIN 5公头/公头，3.0ft/0.9m | 17.395 | https://www.l-com.cn/firewire-din-scsi-sata-molded-cable-din-5-male-male-30-ft
DK225MM-6 | 模制线缆，DIN 5公头/公头，6.0ft/1.8m | 15.25 | https://www.l-com.cn/firewire-din-scsi-sata-molded-cable-din-5-male-male-60-ft
DK226MF-20 | 模制延长线缆 , 迷你 DIN 6 公头 / 迷你 DIN 6 母头 , 20.0 ft / 6.1 m | 31.0425 | https://www.l-com.cn/firewire-din-scsi-sata-molded-extension-cable-mini-din-6-male-female-200-ft
DK226MF-3 | 模制延长线缆 , 迷你 DIN 6 公头 / 迷你 DIN 6 母头 , 3.0 ft / 0.9 m | 12.7773 | https://www.l-com.cn/firewire-din-scsi-sata-molded-extension-cable-mini-din-6-male-female-30-ft
DK226MM-2 | 模制线缆 , 迷你 DIN 6 公头 / 迷你 DIN 6 公头 , 2.0 ft / 0.6 m | 9.49 | https://www.l-com.cn/firewire-din-scsi-sata-molded-cable-mini-din-6-male-male-20-ft
DK238MF-3 | 模制延长线缆 , 迷你 DIN 8 公头 / 迷你 DIN 8 母头 , 3.0 ft / 0.9 m | 15.82 | https://www.l-com.cn/firewire-din-scsi-sata-molded-extension-cable-mini-din-8-male-female-30-ft
DK238MF-6 | 模制延长线缆 , 迷你 DIN 8 公头 / 迷你 DIN 8 母头 , 6.0 ft / 1.8 m | 17.236 | https://www.l-com.cn/firewire-din-scsi-sata-molded-extension-cable-mini-din-8-male-female-60-ft
DK238MM-10 | 模制线缆 , 迷你 DIN 8 公头 / 迷你 DIN 8 公头 , 10.0 ft / 3.0 m | 21.345 | https://www.l-com.cn/firewire-din-scsi-sata-molded-cable-mini-din-8-male-male-100-ft
DK238MM-15 | 模制线缆 , 迷你 DIN 8 公头 / 迷你 DIN 8 公头 , 15.0 ft / 4.6 m | 33.62 | https://www.l-com.cn/firewire-din-scsi-sata-molded-cable-mini-din-8-male-male-150-ft
DLMS-2 | Deluxe Data Line Monitor, DB25 Male / Female | 44.9064 | https://www.l-com.cn/d-sub-deluxe-data-line-monitor-db25-male-female
DMA010FM | 超薄AT转接器，DB9母头/ DB25公头 | 7.4208 | https://www.l-com.cn/d-sub-slimline-at-adapter-db9-female-db25-male
DMA010MF | 超薄AT转接器，DB9公头/ DB25母头 | 6.0114 | https://www.l-com.cn/d-sub-slimline-at-adapter-db9-male-db25-female
DMA019S | 超薄并行环回插头，DB25公头 | 2.8823 | https://www.l-com.cn/d-sub-slimline-parallel-loopback-plug-db25-male
DMA021T | 超薄串行环回插头，DB9母头 | 9.6215 | https://www.l-com.cn/d-sub-slimline-serial-loopback-plug-db9-female
DMA070MF | 超薄零调制解调器适配器，DB25标准信号交换，公头/母头 | 6.6461 | https://www.l-com.cn/d-sub-slimline-null-modem-adapter-db25-std-handshake-male-female
DMA071MF | 超薄零调制解调器适配器，DB25全信号交换，公头/母头 | 8.4744 | https://www.l-com.cn/d-sub-slimline-null-modem-adapter-db25-full-handshake-male-female
DMA072MF | 超薄零调制解调器适配器，DB25自动信号交换，公头/母头 | 2.6638 | https://www.l-com.cn/d-sub-slimline-null-modem-adapter-db25-auto-handshake-male-female
DMA074MF | 超薄零调制解调器适配器，DB25特殊信号交换，公头/母头 | 2.8078 | https://www.l-com.cn/d-sub-slimline-null-modem-adapter-db25-specialty-male-female
DMA100MM | 监控器适配器，HD15公头 / DB9公头超薄型PS2至IBM | 4.9463 | https://www.l-com.cn/d-sub-monitor-adapter-hd15m-db9m-slimline-ps2-to-ibm
DMB530R | Mini-DIN 6针母头/DIN 5针公头适配器 | 5.2098 | https://www.l-com.cn/firewire-din-scsi-sata-mini-din-6-pin-female-to-din-5-pin-male-adaptor
DMB538F | 公母头转接器，迷你DIN 8母头/母头 | 18.1265 | https://www.l-com.cn/firewire-din-scsi-sata-gender-changer-mini-din-8-female-female
DML015P | 屏蔽D-Sub端盖，用于DB15M | 8.9496 | https://www.l-com.cn/d-sub-shielded-d-sub-cover-for-db15m
DML019S | 屏蔽式DB25母头 / HD44母头防护盖 | 5.6268 | https://www.l-com.cn/d-sub-shielded-d-sub-cover-for-db25f-hd44f
DP245-NF | Outdoor Diplexer for 2.4 GHz / 5 GHz Wireless LAN Systems | 399.2868 | https://www.l-com.cn/bandpass-filter-rf-splitter-outdoor-diplexer-for-24-ghz-5-ghz-wireless-lan-systems
DPA00003-05M | Premium DisplayPort cable length 0.5M | 34.3728 | https://www.l-com.cn/audio-video-premium-displayport-cable-length-05m
DPA00006-05M | DisplayPort Cable with Pin 20 connected length 0.5M | 34.2462 | https://www.l-com.cn/audio-video-displayport-cable-with-pin-20-connected-length-05m
DPA00006-1M | DisplayPort Cable with Pin 20 connected length 1M | 37.224 | https://www.l-com.cn/audio-video-displayport-cable-with-pin-20-connected-length-1m
DPA00006-2M | DisplayPort Cable with Pin 20 connected length 2M | 44.0352 | https://www.l-com.cn/audio-video-displayport-cable-with-pin-20-connected-length-2m
DPA00006-3M | DisplayPort Cable with Pin 20 connected length 3M | 46.9737 | https://www.l-com.cn/audio-video-displayport-cable-with-pin-20-connected-length-3m
DPA00007-1M | Mini DisplayPort 至DisplayPort 数字线缆组件，支持 DisplayPort 1.4 中指定的 1440p、QHD，公头至公头，黑色低烟无卤，1M | 29.304 | https://www.l-com.cn/mini-displayport-displayport-cable-assembly-supports-1440p-male-plug-male-plug-30-awg-black-lszh-1-meter-dpa00007-1m
DPA00007-3M | Mini DisplayPort 至DisplayPort 数字线缆组件，支持 DisplayPort 1.4 中指定的 1440p、QHD，公头至公头，黑色低烟无卤，3M | 56.232 | https://www.l-com.cn/mini-displayport-displayport-cable-assembly-supports-1440p-male-plug-male-plug-30-awg-black-lszh-3-meter-dpa00007-3m
DPC00003 | DisplayPort公头/DVI公头转接线 | 45.936 | https://www.l-com.cn/audio-video-displayport-male-to-dvi-male-dongle
DPCAC3MM-2M | Mini-DisplayPort公头/Mini-DisplayPort公头线缆组件，2米 | 92.48 | https://www.l-com.cn/audio-video-mini-displayport-male-male-cable-assembly-2m
DPCAC3MM-3M | Mini-DisplayPort公头/Mini-DisplayPort公头线缆组件，3米 | 95.45 | https://www.l-com.cn/audio-video-mini-displayport-male-male-cable-assembly-3m
DPCAMMSB-1 | DisplayPort线缆，薄型公头/薄型公头，黑，1米 | 42.61 | https://www.l-com.cn/audio-video-low-profile-displayport-cable-male-male-black-10m
DP-DVI-CBL | DisplayPort/DVI适配器线缆，7.25in/18.4cm | 70.84 | https://www.l-com.cn/audio-video-displayport-to-dvi-adapter-cable-725-long
DP-HD-CBL | DisplayPort/HDMI适配器线缆，7.25in/18.4cm | 135.075 | https://www.l-com.cn/audio-video-displayport-to-hdmi-adapter-cable-725-long
DPPM2 | 6英寸（15.2厘米）翻板式墙装机柜，2个机架空间 | 377.5068 | https://www.l-com.cn/patch-panel-server-rack-6-pivoting-panel-wall-mount-cabinet-2-rack-spaces
DPPM4 | 6英寸（15.2厘米）翻板式墙装机柜，4个机架空间 | 428.1212 | https://www.l-com.cn/patch-panel-server-rack-6-pivoting-panel-wall-mount-cabinet-4-rack-spaces
DPPM6 | 6英寸（15.2厘米）翻板式墙装机柜，6个机架空间 | 463.7754 | https://www.l-com.cn/patch-panel-server-rack-6-pivoting-panel-wall-mount-cabinet-6-rack-spaces
DPPM8-12 | 12英寸（30.5厘米）翻板式墙装机柜，8个机架空间 | 808.5528 | https://www.l-com.cn/patch-panel-server-rack-12-pivoting-panel-wall-mount-cabinet-8-rack-spaces
D-RING | 架装/墙装D型环 | 143.5888 | https://www.l-com.cn/patch-panel-server-rack-rackmount-wall-mount-d-ring
DS-90W | Diamond Fiber Optic Scribe, 90 Wedge | 637.8491 | https://www.l-com.cn/fiber-optic-diamond-fiber-optic-scribe-90-degree-wedge
DSC00002 | 自行设计者专用D-Sub适配器套件，DB25母头/DB9母头 | 8.712 | https://www.l-com.cn/d-sub-do-it-yourself-d-sub-adapter-kit-db25-female-to-db9-female
DSTCP-C-25MM | 防尘帽，用于2.5毫米光纤套管，100件/袋 | 29.025 | https://www.l-com.cn/fiber-optic-dust-cap-25mm-fiber-ferrule-pkg-100
DSTCP-C-MTP | 防尘帽，用于MPO光纤连接器，50件/袋 | 110.9767 | https://www.l-com.cn/fiber-optic-dust-cap-mpo-fiber-connector-pkg-50
DSTCP-C-MTRJ | 防尘帽，用于MTRJ光纤连接器，50件/袋 | 28.5367 | https://www.l-com.cn/fiber-optic-dust-cap-mtrj-fiber-connector-pkg-50
DSTCP-FC | 防尘帽，用于FC光纤耦合器，10件/袋 | 2.9233 | https://www.l-com.cn/fiber-optic-dust-cap-for-fiber-fc-coupler-pkg-10
DSTCP-LC | 防尘帽，用于LC光纤耦合器，10件/袋 | 4.1115 | https://www.l-com.cn/fiber-optic-dust-cap-for-fiber-lc-coupler-pkg-10
DSTCP-MTP | 防尘帽，用于MPO光纤耦合器，10件/袋 | 12.68 | https://www.l-com.cn/fiber-optic-dust-cap-for-fiber-mpo-coupler-pkg-10
DSTCP-MTRJ | 防尘帽，用于MTRJ光纤耦合器，10件/袋 | 3.17 | https://www.l-com.cn/fiber-optic-dust-cap-for-fiber-mtrj-coupler-pkg-10
DSTCP-RSTADPTN | ST防尘盖，用于符合军标坚固耐用的COTS耦合器，镀镍黄铜，带挂绳 | 187.143 | https://www.l-com.cn/fiber-optic-st-dust-cap-for-mil-or-ruggedized-cots-couplers-nickel-plated-brass-with-lanyard
DSTCP-RSTADPTS | ST防尘盖，用于符合军标坚固耐用的COTS耦合器，不锈钢，带挂绳 | 138.8521 | https://www.l-com.cn/fiber-optic-st-dust-cap-for-mil-or-ruggedized-cots-couplers-stainless-steel-with-lanyard
DSTCP-RSTN | ST防尘盖，用于符合军标坚固耐用的COTS连接器，镀镍黄铜，带挂绳 | 144.4559 | https://www.l-com.cn/fiber-optic-st-dust-cap-for-mil-or-ruggedized-cots-connectors-nickel-plated-brass-with-lanyard
DSTCP-RSTS | ST防尘盖，用于符合军标坚固耐用的COTS连接器，不锈钢，带挂绳 | 211.2264 | https://www.l-com.cn/fiber-optic-st-dust-cap-for-mil-or-ruggedized-cots-connectors-stainless-steel-with-lanyard
DSTCP-SC | 防尘帽，用于SC光纤耦合器，10件/袋 | 2.17 | https://www.l-com.cn/fiber-optic-dust-cap-for-fiber-sc-coupler-pkg-10
DSTCP-ST | 防尘帽，用于ST光纤耦合器，10件/袋 | 2.92 | https://www.l-com.cn/fiber-optic-dust-cap-for-fiber-st-coupler-pkg-10
DT10-2G-8GP+ | 10端口千兆PoE以太网交换机，2个RJ45 10/100 / 1000TX，8个RJ45 10/100 / 1000TX，PoE + 802.3at / af 120W，台式机，机架或壁挂式 | 475.2 | https://www.l-com.cn/10-port-gigabit-poe-ethernet-switch-2x-rj45-10-100-1000tx-8x-rj45-10-100-1000tx-with-poe-plus-8023at-af-120ws-desktop-rack-or-wall-mount
DVIDDL-45-1 | DVI线缆，双通道DVI-D，公头/45度左出线公头，1英尺（0.3米） | 69.43 | https://www.l-com.cn/audio-video-dvi-d-dual-link-dvi-cable-male-male-45-degree-left-10-ft
DVIDDL-45-10 | DVI线缆，双通道DVI-D，公头/45度左出线公头，10英尺（3米） | 92.2 | https://www.l-com.cn/audio-video-dvi-d-dual-link-dvi-cable-male-male-45-degree-left-100-ft
DVIDDL-45-15 | DVI线缆，双通道DVI-D，公头/45度左出线公头，15英尺（4.6米） | 173.49 | https://www.l-com.cn/audio-video-dvi-d-dual-link-dvi-cable-male-male-45-degree-left-150-ft
DVIDDLFT | DVI-D双链路连接器，母头，用于现场端接 | 32.5512 | https://www.l-com.cn/audio-video-dvi-d-dual-link-field-termination-connector-female
DVIDDLZ-45-5 | 低烟无卤DVI线缆，双通道DVI-D，公头/45度左出线公头，5英尺（1.5米） | 76.5961 | https://www.l-com.cn/audio-video-dvi-d-dual-link-lszh-dvi-cable-male-male-45-degree-left-50-ft
DVIDD-RA-0.5M | DVI线缆，双通道DVI-D，公头/直角下出线公头，0.5米 | 58.88 | https://www.l-com.cn/audio-video-dvi-d-dual-link-dvi-cable-male-male-right-angle-bottom-05-m
DVIDD-RA-10 | DVI线缆，DVI-D双链路，公头/公头直角式向下出线，10.0ft/3.0m | 71.79 | https://www.l-com.cn/audio-video-dvi-d-dual-link-dvi-cable-male-male-right-angle-bottom-100-ft
DVIDD-RA-1M | DVI线缆，双通道DVI-D，公头/直角下出线公头，1米 | 65.222 | https://www.l-com.cn/audio-video-dvi-d-dual-link-dvi-cable-male-male-right-angle-bottom-10m
DVIDD-RA2-0.5M | DVI线缆，双通道DVI-D，公头/直角上出线公头，0.5米 | 58.84 | https://www.l-com.cn/audio-video-dvi-d-dual-link-dvi-cable-male-male-right-angletop-05m
DVIDD-RA2-1 | DVI线缆，DVI-D双链路，公头/公头直角式向上出线，1.0ft/0.3m | 61.5 | https://www.l-com.cn/audio-video-dvi-d-dual-link-dvi-cable-male-male-right-angletop-10-ft
DVIDD-RA2-1M | DVI线缆，双通道DVI-D，公头/直角上出线公头，1米 | 71.05 | https://www.l-com.cn/audio-video-dvi-d-dual-link-dvi-cable-male-male-right-angletop-10m
DVIDD-RA2-2M | DVI线缆，双通道DVI-D，公头/直角上出线公头，2米 | 85.41 | https://www.l-com.cn/audio-video-dvi-d-dual-link-dvi-cable-male-male-right-angletop-20m
DVIDD-RA2-3 | DVI线缆，DVI-D双链路，公头/公头直角式向上出线，3.0ft/0.9m | 59.4667 | https://www.l-com.cn/audio-video-dvi-d-dual-link-dvi-cable-male-male-right-angletop-30-ft
DVIDD-RA2-3M | DVI线缆，双通道DVI-D，公头/直角上出线公头，3米 | 77 | https://www.l-com.cn/audio-video-dvi-d-dual-link-dvi-cable-male-male-right-angletop-30m
DVIDD-RA2-5 | DVI线缆，DVI-D双链路，公头/公头直角式向上出线，5.0ft/1.5m | 66.01 | https://www.l-com.cn/audio-video-dvi-d-dual-link-dvi-cable-male-male-right-angletop-50-ft
DVIDD-RA-2M | DVI线缆，双通道DVI-D，公头/直角下出线公头，2米 | 69.96 | https://www.l-com.cn/audio-video-dvi-d-dual-link-dvi-cable-male-male-right-angle-bottom-20m
DVIDD-RA2Z-5 | 低烟无卤DVI线缆，双通道DVI-D，公头/直角上出线公头，5英尺（1.5米） | 75.53 | https://www.l-com.cn/audio-video-dvi-d-dual-link-lszh-dvi-cable-male-male-right-angle-top-50-ft
DVIDD-RA-3 | DVI线缆，DVI-D双链路，公头/公头直角式向下出线，3.0ft/0.9m | 121.8 | https://www.l-com.cn/audio-video-dvi-d-dual-link-dvi-cable-male-male-right-angle-bottom-30-ft
DVIDD-RA3-10 | DVI线缆，DVI-D双链路，公头/公头直角式向左出线，10.0ft/3.0m | 74.7 | https://www.l-com.cn/audio-video-dvi-d-dual-link-dvi-cable-male-male-right-angleleft-100-ft
DVIDD-RA3Z-1 | 低烟无卤DVI线缆，双通道DVI-D，公头/直角左出线公头，1英尺（0.3米） | 64.8 | https://www.l-com.cn/audio-video-dvi-d-dual-link-lszh-dvi-cable-male-male-right-angleleft-10-ft
DVIDD-RA3Z-10 | 低烟无卤DVI线缆，双通道DVI-D，公头/直角左出线公头，10英尺（3米） | 97.26 | https://www.l-com.cn/audio-video-dvi-d-dual-link-lszh-dvi-cable-male-male-right-angleleft-100-ft
DVIDD-RA3Z-15 | 低烟无卤DVI线缆，双通道DVI-D，公头/直角左出线公头，15英尺（4.6米） | 111.87 | https://www.l-com.cn/audio-video-dvi-d-dual-link-lszh-dvi-cable-male-male-right-angleleft-150-ft
DVIDD-RA3Z-3 | 低烟无卤DVI线缆，双通道DVI-D，公头/直角左出线公头，3英尺（0.9米） | 70.846 | https://www.l-com.cn/audio-video-dvi-d-dual-link-lszh-dvi-cable-male-male-right-angleleft-30-ft
DVIDD-RA3Z-5 | 低烟无卤DVI线缆，双通道DVI-D，公头/直角左出线公头，5英尺（1.5米） | 135.47 | https://www.l-com.cn/audio-video-dvi-d-dual-link-lszh-dvi-cable-male-male-right-angleleft-50-ft
DVIDD-RA4-1 | DVI线缆，DVI-D双链路，公头/公头直角式向右出线，1.0ft/0.3m | 52.5975 | https://www.l-com.cn/audio-video-dvi-d-dual-link-dvi-cable-male-male-right-angle-right-10-ft
DVIDD-RA4-15 | DVI线缆，DVI-D双链路，公头/公头直角式向右出线，15.0ft/4.6m | 154.09 | https://www.l-com.cn/audio-video-dvi-d-dual-link-dvi-cable-male-male-right-angle-right-150-ft
DVIDD-RA4-5 | DVI线缆，DVI-D双链路，公头/公头直角式向右出线，5.0ft/1.5m | 63.67 | https://www.l-com.cn/audio-video-dvi-d-dual-link-dvi-cable-male-male-right-angle-right-50-ft
DVIDD-RA-5 | DVI线缆，DVI-D双链路，公头/公头直角式向下出线，5.0ft/1.5m | 67.96 | https://www.l-com.cn/audio-video-dvi-d-dual-link-dvi-cable-male-male-right-angle-bottom-50-ft
DVIDD-RAZ-15 | 低烟无卤DVI线缆，双通道DVI-D，公头/直角下出线公头，15英尺（4.6米） | 103.91 | https://www.l-com.cn/audio-video-dvi-d-dual-link-lszh-dvi-cable-male-male-right-angle-bottom-150-ft
DVIDD-RAZ-5 | 低烟无卤DVI线缆，双通道DVI-D，公头/直角下出线公头，5英尺（1.5米） | 109.01 | https://www.l-com.cn/audio-video-dvi-d-dual-link-lszh-dvi-cable-male-male-right-angle-bottom-50-ft
DVIDSL-45-1 | DVI线缆，单通道DVI-D，公头/45度左出线公头，1英尺（0.3米） | 96.6 | https://www.l-com.cn/audio-video-dvi-d-single-link-dvi-cable-male-male-45-degree-left-10-ft
DVIDSL-45-10 | DVI线缆，单通道DVI-D，公头/45度左出线公头，10英尺（3米） | 56.045 | https://www.l-com.cn/audio-video-dvi-d-single-link-dvi-cable-male-male-45-degree-left-100-ft
DVIDSL-45-1M | DVI线缆，单通道DVI-D，公头/45度左出线公头，1米 | 52.27 | https://www.l-com.cn/audio-video-dvi-d-single-link-dvi-cable-male-male-45-degree-left-10-m
DVIDSL-45-2M | DVI线缆，单通道DVI-D，公头/45度左出线公头，2米 | 136.669 | https://www.l-com.cn/audio-video-dvi-d-single-link-dvi-cable-male-male-45-degree-left-20-m
DVIDSL-45-5M | DVI线缆，单通道DVI-D，公头/45度左出线公头，5米 | 120.29 | https://www.l-com.cn/audio-video-dvi-d-single-link-dvi-cable-male-male-45-degree-left-50-m
DVIDSLZ-45-0.5M | 低烟无卤DVI线缆，单通道DVI-D，公头/45度左出线公头，0.5米 | 88.82 | https://www.l-com.cn/audio-video-dvi-d-single-link-lszh-dvi-cable-male-male-45-degree-left-05-m
DVIDSLZ-45-10 | 低烟无卤DVI线缆，单通道DVI-D，公头/45度左出线公头，10英尺（3米） | 71.91 | https://www.l-com.cn/audio-video-dvi-d-single-link-lszh-dvi-cable-male-male-45-degree-left-100-ft
DVIDSLZ-45-5 | 低烟无卤DVI线缆，单通道DVI-D，公头/45度左出线公头，5英尺（1.5米） | 63.67 | https://www.l-com.cn/audio-video-dvi-d-single-link-lszh-dvi-cable-male-male-45-degree-left-50-ft
DVIDS-RA-0.5M | DVI线缆，单通道DVI-D，公头/直角下出线公头，0.5米 | 54.66 | https://www.l-com.cn/audio-video-dvi-d-single-link-dvi-cable-male-male-right-angle-bottom-05m
DVIDS-RA-1 | DVI线缆，DVI-D单链路，公头/公头直角式向下出线，1.0ft/0.3m | 41.54 | https://www.l-com.cn/audio-video-dvi-d-single-link-dvi-cable-male-male-right-angle-bottom-10-ft
DVIDS-RA-10 | DVI线缆，DVI-D单链路，公头/公头直角式向下出线，10.0ft/3.0m | 60.94 | https://www.l-com.cn/audio-video-dvi-d-single-link-dvi-cable-male-male-right-angle-bottom-100-ft
DVIDS-RA-15 | DVI线缆，DVI-D单链路，公头/公头直角式向下出线，15.0ft/4.6m | 63.36 | https://www.l-com.cn/audio-video-dvi-d-single-link-dvi-cable-male-male-right-angle-bottom-150-ft
DVIDS-RA-1M | DVI线缆，单通道DVI-D，公头/直角下出线公头，1米 | 46.885 | https://www.l-com.cn/audio-video-dvi-d-single-link-dvi-cable-male-male-right-angle-bottom-10m
DVIDS-RA2-0.5M | DVI线缆，单通道DVI-D，公头/直角上出线公头，0.5米 | 59.0036 | https://www.l-com.cn/audio-video-dvi-d-single-link-dvi-cable-male-male-right-angletop-05m
DVIDS-RA2-1 | DVI线缆，DVI-D单链路，公头/公头直角式向上出线，1.0ft/0.3m | 49.42 | https://www.l-com.cn/audio-video-dvi-d-single-link-dvi-cable-male-male-right-angle-top-10-ft
DVIDS-RA2-10 | DVI线缆，DVI-D单链路，公头/公头直角式向上出线，10.0ft/3.0m | 71.915 | https://www.l-com.cn/audio-video-dvi-d-single-link-dvi-cable-male-male-right-angletop-100-ft
DVIDS-RA2-15 | DVI线缆，DVI-D单链路，公头/公头直角式向上出线，15.0ft/4.6m | 69.66 | https://www.l-com.cn/audio-video-dvi-d-single-link-dvi-cable-male-male-right-angle-top150-ft
DVIDS-RA2-1M | DVI线缆，单通道DVI-D，公头/直角上出线公头，1米 | 54.4367 | https://www.l-com.cn/audio-video-dvi-d-single-link-dvi-cable-male-male-right-angle-top1m
DVIDS-RA2-3M | DVI线缆，单通道DVI-D，公头/直角上出线公头，3米 | 103.78 | https://www.l-com.cn/audio-video-dvi-d-single-link-dvi-cable-male-male-right-angletop-30m
DVIDS-RA2-5 | DVI线缆，DVI-D单链路，公头/公头直角式向上出线，5.0ft/1.5m | 116.86 | https://www.l-com.cn/audio-video-dvi-d-single-link-dvi-cable-male-male-right-angletop-50-ft
DVIDS-RA2-5M | DVI线缆，单通道DVI-D，公头/直角上出线公头，5米 | 114.02 | https://www.l-com.cn/audio-video-dvi-d-single-link-dvi-cable-male-male-right-angletop-50m
DVIDS-RA-2M | DVI线缆，单通道DVI-D，公头/直角下出线公头，2米 | 97.04 | https://www.l-com.cn/audio-video-dvi-d-single-link-dvi-cable-male-male-right-angle-bottom-20m
DVIDS-RA2Z-15 | 低烟无卤DVI线缆，单通道DVI-D，公头/直角上出线公头，15英尺（4.6米） | 96.27 | https://www.l-com.cn/audio-video-dvi-d-single-link-lszh-dvi-cable-male-male-right-angle-top-150-ft
DVIDS-RA-3 | DVI线缆，DVI-D单链路，公头/公头直角式向下出线，3.0ft/0.9m | 51.325 | https://www.l-com.cn/audio-video-dvi-d-single-link-dvi-cable-male-male-right-angle-bottom-30-ft
DVIDS-RA3-1 | DVI线缆，DVI-D单链路，公头/公头直角式向左出线，1.0ft/0.3m | 37.7304 | https://www.l-com.cn/audio-video-dvi-d-single-link-dvi-cable-male-male-right-angle-left-10-ft
DVIDS-RA3-10 | DVI线缆，DVI-D单链路，公头/公头直角式向左出线，10.0ft/3.0m | 54.7867 | https://www.l-com.cn/audio-video-dvi-d-single-link-dvi-cable-male-male-right-angle-left-100-ft
DVIDS-RA3-15 | DVI线缆，DVI-D单链路，公头/公头直角式向左出线，15.0ft/4.6m | 104.54 | https://www.l-com.cn/audio-video-dvi-d-single-link-dvi-cable-male-male-right-angle-left-150-ft
DVIDS-RA3Z-1 | 低烟无卤DVI线缆，单通道DVI-D，公头/直角左出线公头，1英尺（0.3米） | 52.5333 | https://www.l-com.cn/audio-video-dvi-d-single-link-lszh-dvi-cable-male-male-right-angle-left-10-ft
DVIDS-RA4-1 | DVI线缆，DVI-D单链路，公头/公头直角式向右出线，1.0ft/0.3m | 46.6133 | https://www.l-com.cn/audio-video-dvi-d-single-link-dvi-cable-male-male-right-angle-right-10-ft
DVIDS-RA4-10 | DVI线缆，DVI-D单链路，公头/公头直角式向右出线，10.0ft/3.0m | 55.87 | https://www.l-com.cn/audio-video-dvi-d-single-link-dvi-cable-male-male-right-angle-right-100-ft
DVIDS-RA4-3 | DVI线缆，DVI-D单链路，公头/公头直角式向右出线，3.0ft/0.9m | 45.72 | https://www.l-com.cn/audio-video-dvi-d-single-link-dvi-cable-male-male-right-angle-right-30-ft
DVIDS-RA4Z-1 | 低烟无卤DVI线缆，单通道DVI-D，公头/直角右出线公头，1英尺（0.3米） | 95.38 | https://www.l-com.cn/audio-video-dvi-d-single-link-lszh-dvi-cable-male-male-right-angle-right-10-ft
DVIDS-RA4Z-10 | 低烟无卤DVI线缆，单通道DVI-D，公头/直角右出线公头，10英尺（3米） | 73.961 | https://www.l-com.cn/audio-video-dvi-d-single-link-lszh-dvi-cable-male-male-right-angle-right-100-ft
DVIDS-RA4Z-3 | 低烟无卤DVI线缆，单通道DVI-D，公头/直角右出线公头，3英尺（0.9米） | 98.92 | https://www.l-com.cn/audio-video-dvi-d-single-link-lszh-dvi-cable-male-male-right-angle-right-30-ft
DVIDS-RA4Z-5 | 低烟无卤DVI线缆，单通道DVI-D，公头/直角右出线公头，5英尺（1.5米） | 56.1823 | https://www.l-com.cn/audio-video-dvi-d-single-link-lszh-dvi-cable-male-male-right-angle-right-50-ft
DVIDS-RA-5 | DVI线缆，DVI-D单链路，公头/公头直角式向下出线，5.0ft/1.5m | 94.54 | https://www.l-com.cn/audio-video-dvi-d-single-link-dvi-cable-male-male-right-angle-bottom-50-ft
DVIDS-RAZ-10 | 单通道DVI-D低烟无卤DVI线缆公头/直角型公头，下出线，10英尺（3米） | 69.19 | https://www.l-com.cn/audio-video-dvi-d-single-link-lszh-dvi-cable-male-male-right-angle-bottom-100-ft
E412F10BASE-T | Telco Harmonica 12 RJ45（8x4）/50引脚母头 | 96.624 | https://www.l-com.cn/ethernet-telco-harmonica-12-rj45-8x4-50-pin-female
EC1107B-10C5 | Keystone 绝缘刺破连接 - 10P10C插座，5 类 - 568A/B | 24.2194 | https://www.l-com.cn/ethernet-keystone-idc-10p10c-jack-cat5-568a-b
EC1107B-8C | 语音级Keystone 刺破式插座，RJ45（8×8） | 18.4526 | https://www.l-com.cn/ethernet-voice-grade-keystone-idc-jack-rj45-8x8
EC1107B-USOC | Keystone 绝缘刺破连接 - 10P10C 插座，USOC | 26.928 | https://www.l-com.cn/ethernet-keystone-idc-10p10c-jack-usoc
EC412F | Telco Harmonica 12 RJ11 (6x4) / 50 引脚母头 | 74.3312 | https://www.l-com.cn/ethernet-telco-harmonica-12-rj11-6x4-50-pin-female
EC412M | Telco Harmonica 12 RJ11 (6x4) / 50 引脚公头 | 79.1075 | https://www.l-com.cn/ethernet-telco-harmonica-12-rj11-6x4-50-pin-male
EC503-4 | 模块化TEE转接器（6x4）公头/（6x4）母头/（6x4）母头 | 11.7993 | https://www.l-com.cn/ethernet-modular-tee-adapter-6x4m-6x4f-6x4f
EC503-6E | 模块化TEE转接器（6x6）公头/（6x6）母头/（6x6）母头 | 10.8624 | https://www.l-com.cn/ethernet-modular-tee-adapter-6x6m-6x6f-6x6f
EC535AD | 模块化转接器（6x6）公头/（8x6）母头 | 6.8781 | https://www.l-com.cn/ethernet-modular-conversion-adapter-6x6m-8x6f
EC535D | 模块化插座保护器（8x8）公头/（8x8）k母头 | 10.6788 | https://www.l-com.cn/ethernet-modular-socket-saver-8x8m-8x8kf
EC535D-10X | 模块化10Base-T交叉转接器（8x4）公头/（8x4）K母头 | 9.6028 | https://www.l-com.cn/ethernet-modular-10base-t-crossover-adapter-8x4m-8x4kf
EC608F | Telco Harmonica 8 RJ12 (6x6) / 50 引脚母头 | 64.2081 | https://www.l-com.cn/ethernet-telco-harmonica-8-rj12-6x6-50-pin-female
EC608M | Telco Harmonica 8 RJ12 (6x6) / 50 引脚公头 | 82.8959 | https://www.l-com.cn/ethernet-telco-harmonica-8-rj12-6x6-50-pin-male
EC806F | Telco Harmonica 6 RJ45 (8x8) / 50 引脚母头 | 64.8577 | https://www.l-com.cn/ethernet-telco-harmonica-6-rj45-8x8-50-pin-female
EC806M | Telco Harmonica 6 RJ45 (8x8) / 50 引脚公头 | 64.6714 | https://www.l-com.cn/ethernet-telco-harmonica-6-rj45-8x8-50-pin-male
EC-C6 | 六类 非屏蔽 经济型 直列式耦合器, 黑色 | 14.77 | https://www.l-com.cn/C6-Unshielded-Economy-Coupler-Inline-Black
EC-C6-S | 六类 屏蔽 经济型 直列式耦合器, 银色 | 17.05 | https://www.l-com.cn/C6-Shielded-Economy-Coupler-Inline-Silver
ECF110C5E-BL | 超 5 类 ECF型 Keystone 插座, 110 / RJ45 (8x8) 568A/B 蓝色 | 6.375 | https://www.l-com.cn/ethernet-cat5e-ecf-keystone-jack-110-rj45-eia568a-b-blue
ECF110C5E-IV | 超 5 类 ECF型 Keystone 插座, 110 / RJ45 (8x8) 568A/B 乳白色 | 6.6324 | https://www.l-com.cn/ethernet-cat5e-ecf-keystone-jack-110-rj45-eia568a-b-ivory
ECF110C5E-YL | 超 5 类 ECF型 Keystone 插座, 110 / RJ45 (8x8) 568A/B 黄色 | 8.4856 | https://www.l-com.cn/ethernet-cat5e-ecf-keystone-jack-110-rj45-eia568a-b-yellow
ECF110C6-BL | 6类ECF Keystone插座，110/RJ45 EIA568A/B，蓝色 | 9.7445 | https://www.l-com.cn/ethernet-cat6-ecf-keystone-jack-110-rj45-eia568a-b-blue
ECF110C6-BLK | 6类ECF Keystone插座，110/RJ45 EIA568A/B，黑色 | 9.0397 | https://www.l-com.cn/ethernet-cat6-ecf-keystone-jack-110-rj45-eia568a-b-black
ECF110C6-IV | 6类ECF Keystone插座，110/RJ45 EIA568A/B，乳白色 | 9.6575 | https://www.l-com.cn/ethernet-cat6-ecf-keystone-jack-110-rj45-eia568a-b-ivory
ECF110C6-WT | 6类ECF Keystone插座，110/RJ45 EIA568A/B，白色 | 8.0133 | https://www.l-com.cn/ethernet-cat6-ecf-keystone-jack-110-rj45-eia568a-b-white
ECF110C6-YL | 6类ECF Keystone插座，110/RJ45 EIA568A/B，黄色 | 8.9469 | https://www.l-com.cn/ethernet-cat6-ecf-keystone-jack-110-rj45-eia568a-b-yellow
ECF504-120BAL | USB B型耦合器线缆，穿壁式B母头/自锁型A公头，120英寸（3米） | 26.99 | https://www.l-com.cn/usb-usb-type-b-coupler-female-bulkhead-latching-male-120
ECF504-24AAL | USB A型耦合器线缆，穿壁式A母头/自锁型A公头，24英寸（0.6米） | 16.29 | https://www.l-com.cn/usb-usb-type-a-coupler-female-bulkhead-latching-male-24
ECF504-24BAL | USB B型耦合器线缆，穿壁式B母头/自锁型A公头，24英寸（0.6米） | 18.83 | https://www.l-com.cn/usb-usb-type-b-coupler-female-bulkhead-latching-male-24
ECF504-36BAL | USB B型耦合器线缆，穿壁式B母头/自锁型A公头，36英寸（0.9米） | 21.835 | https://www.l-com.cn/usb-usb-type-b-coupler-female-bulkhead-latching-male-36
ECF504-3AB-IVY | USB3.0转接头/耦合器，ECF法兰式接线板安装，A型母头/B型母头，ABS外壳，乳白色 | 20.86 | https://www.l-com.cn/usb-30-adapter-coupler-panel-mount-ecf-flange-style-a-type-female-to-b-type-female-abs-housing-ivory
ECF504-3BA-IVY | USB3.0转接头/耦合器，ECF法兰式接线板安装，B型母头/A型母头，ABS外壳，乳色 | 20.6 | https://www.l-com.cn/usb-30-adapter-coupler-panel-mount-ecf-flange-style-b-type-female-to-a-type-female-abs-housing-ivory
ECF5044S-IV | 水晶头母座耦合器，RJ11（6×4）水晶头，3类，直连布线，30µ，乳白 | 12.795 | https://www.l-com.cn/ethernet-modular-coupler-rj11-6x4-cat-3-straight-30u-ivory
ECF504-C5-MINI | 超5类微型RJ45耦合器，非屏蔽RJ45（8×8），面板安装式 | 11.484 | https://www.l-com.cn/ethernet-cat5e-rj45-mini-coupler-unshielded-rj45-8x8-panel-mount-style
ECF-DC | 法兰安装式Keystone适配件，用于TDG1026KS-C6A-DC | 1.1455 | https://www.l-com.cn/flange-mount-keystone-style-adapter-tdg1026ks-c6a-dc-ecf-dc
ECFRJTLC5E-BLK | 超5类免工具Keystone插座，RJ45 EIA568A/B，带安装法兰套件，黑色 | 9.9792 | https://www.l-com.cn/ethernet-cat5e-keystone-jack-rj45-tool-less-eia568a-b-w-mounting-flange-kit-black
ECFRJTLC5E-IV | 超5类免工具Keystone插座，RJ45 EIA568A/B，带安装法兰套件，乳白色 | 9.9917 | https://www.l-com.cn/ethernet-cat5e-keystone-jack-rj45-tool-less-eia568a-b-w-mounting-flange-kit-ivory
ECFRJTLC5E-POE | Panel Mount Category 5e Keystone Jack Tool-less w/ PoE+ Compliance | 8.6933 | https://www.l-com.cn/ethernet-panel-mount-category-5e-keystone-jack-tool-less-w-poe-compliance
ECFRJTLC5ES-POE | Panel Mount Category 5e Shielded Keystone Jack Tool-less w/ PoE+ Compliance | 4.0931 | https://www.l-com.cn/ethernet-panel-mount-category-5e-shielded-keystone-jack-tool-less-w-poe-compliance
ECFRJTLC5E-WT | 超5类免工具Keystone插座，RJ45 EIA568A/B，带安装法兰套件，白色 | 10.6077 | https://www.l-com.cn/ethernet-cat5e-keystone-jack-rj45-tool-less-eia568a-b-w-mounting-flange-kit-white
ECFRJTLC6A-POE | Panel Mount Category 6a Keystone Jack Tool-less w/ PoE+ Compliance | 10.07 | https://www.l-com.cn/ethernet-panel-mount-category-6a-keystone-jack-tool-less-w-poe-compliance
ECFRJTLC6A-S | 超6类屏蔽免工具Keystone RJ45插座，EIA568A/B | 22.9351 | https://www.l-com.cn/ethernet-category-6a-shielded-keystone-jack-rj45-tool-less-eia568a-b
ECFRJTLC6AS-POE | Panel Mount Category 6a Shielded Keystone Jack Tool-less w/ PoE+ Compliance | 6.8067 | https://www.l-com.cn/ethernet-panel-mount-category-6a-shielded-keystone-jack-tool-less-w-poe-compliance
ECFRJTLC6-BLK | 6类免工具Keystone插座，RJ45 EIA568A/B，带安装法兰套件，黑色 | 10.8504 | https://www.l-com.cn/ethernet-cat6-keystone-jack-rj45-tool-less-eia568a-b-w-mounting-flange-black
ECFRJTLC6-POE | Panel Mount Category 6 Keystone Jack Tool-less w/ PoE+ Compliance | 4.38 | https://www.l-com.cn/ethernet-panel-mount-category-6-keystone-jack-tool-less-w-poe-compliance
ECFRJTLC6S-POE | Panel Mount Category 6 Shielded Keystone Jack Tool-less w/ PoE+ Compliance | 4.1007 | https://www.l-com.cn/ethernet-panel-mount-category-6-shielded-keystone-jack-tool-less-w-poe-compliance
ECFRJTLC8S-POE | 面板安装式以太网八类屏蔽梯形插孔，额定值为25-40gig，无需工具，符合PoE Plus Plus标准 | 21.384 | https://www.l-com.cn/panel-mount-ethernet-category-8-shielded-keystone-jack-rated-for-25-40gig-tool-less-w-poe-plus-plus-compliance
ECHL1881 | 1.75in / 4.4cm 面板, 带 4个 TDS1881 -6 路 RJ45(8x8)桥接适配器 | 406.0836 | https://www.l-com.cn/patch-panel-server-rack-175-panel-with-4-tds1881-rj45-8x8-6-port-bridging-adapters
ECHL24-10BTF | 19.0in/48.2cm x 1.75in/4.4cm面板，带2个EC412F 10Base-T | 285.2429 | https://www.l-com.cn/patch-panel-server-rack-19-x-175-panel-with-2-ec412f-10base-t
ECHL24-4F | 带2个EC412F的1.75in/4.4cm面板 | 292.3632 | https://www.l-com.cn/patch-panel-server-rack-175-panel-with-2-ec412f
ECHL24-4M | 1.75in/4.4cm面板,带2个EC412M | 285.945 | https://www.l-com.cn/patch-panel-server-rack-175-panel-with-2-ec412m
ECHL24-6F | 1.75" Panel with 3 EC608F | 435.6693 | https://www.l-com.cn/patch-panel-server-rack-175-panel-with-3-ec608f
ECHL24-6M | 1.75in/4.4cm面板,带3个EC608M | 491.6912 | https://www.l-com.cn/patch-panel-server-rack-175-panel-with-3-ec608m
ECHL24-8F | 1.75in/4.4cm面板,带4个EC806F | 477.6605 | https://www.l-com.cn/patch-panel-server-rack-175-panel-with-4-ec806f
EC-LMTJ | Inline Tester, RJ12(6X6) M-F with Test LED's and Contact Points | 23.145 | https://www.l-com.cn/test-equipment-inline-tester-rj126x6-m-f-with-test-leds-and-contact-points
ECP001 | 不锈钢墙装面板，用于1个Keystone水晶头母座 | 13.3673 | https://www.l-com.cn/ethernet-stainless-wall-plate-for-1-keystone-jack
ECP002 | 不锈钢墙装面板，用于2个Keystone水晶头母座 | 8.0356 | https://www.l-com.cn/ethernet-stainless-wall-plate-for-2-keystone-jacks
ECRA0211UB0 | 加固型RJ45插头，阳极化抛光，适用于外径为0.271-0.330in/0.7-0.8cm的线缆 | 433.581 | https://www.l-com.cn/ethernet-category-5e-ruggedized-rj45-plug-anodized-finish-for-cable-od-271-330
ECRA0213UA0 | 加固型RJ45插头，锌镍抛光，适用于外径为0.19.0in0-0.270in/0.5-0.7cm的线缆 | 527.076 | https://www.l-com.cn/ethernet-category-5e-ruggedized-rj45-plug-zinc-nickel-finish-for-cable-od-190-270
ECRA0213UB0 | 加固型RJ45插头，锌镍抛光，适用于外径为0.270-0.330in/0.7-0.8cm的线缆 | 554.7802 | https://www.l-com.cn/ethernet-category-5e-ruggedized-rj45-plug-zinc-nickel-finish-for-cable-od-271-330
ECRA4211UA0 | 加固型RJ45插头，阳极化抛光，适用于外径为0.19.0in0-0.270in/0.5-0.7cm的线缆，带防尘帽 | 546.2928 | https://www.l-com.cn/ethernet-category-5e-ruggedized-rj45-plug-anodized-finish-for-cable-od-190-270-w-dust-cap
ECRA4211UB0 | 加固型RJ45插头，阳极化抛光，适用于外径为0.271-0.330in/0.7-0.8cm的线缆，带防尘帽 | 314.3993 | https://www.l-com.cn/ethernet-category-5e-ruggedized-rj45-plug-anodized-finish-for-cable-od-271-330-w-dust-cap
ECRA4213UA0 | 加固型RJ45插头，锌镍抛光，适用于外径为0.19.0in0-0.270in/0.5-0.7cm的线缆，带防尘帽 | 495.93 | https://www.l-com.cn/ethernet-category-5e-ruggedized-rj45-plug-zinc-nickel-finish-for-cable-od-190-270-w-dust-cap
ECRA4213UB0 | 加固型RJ45插头，锌镍抛光，适用于外径为0.271-0.330in/0.7-0.8cm的线缆，带防尘帽 | 786.7215 | https://www.l-com.cn/ethernet-category-5e-ruggedized-rj45-plug-zinc-nickel-finish-for-cable-od-271-330-w-dust-cap
ECRD0103U00 | 超5类RJ45插座，加固型法兰安装，锌镍抛光，配备接地屏蔽 | 321.0372 | https://www.l-com.cn/ethernet-cat5e-ruggedized-flange-mount-zinc-nickel-with-grounding-shield
ECRD0201U00 | 超5类RJ45插座，加固型法兰安装，阳极化抛光 | 229.1256 | https://www.l-com.cn/ethernet-cat5e-ruggedized-flange-mount-w-anodized-finish
ECRD3103U00 | 超5类RJ45插座，加固型法兰安装，，锌镍抛光，配备接地屏蔽和防尘帽 | 484.66 | https://www.l-com.cn/ethernet-cat5e-ruggedized-flange-mount-zinc-nickel-with-grounding-shield-and-dust-cap
ECRD3201U00 | 超5类RJ45插座，加固型法兰安装，阳极化抛光，配备防尘帽 | 319.58 | https://www.l-com.cn/ethernet-cat5e-ruggedized-flange-mount-anodized-finish-w-dust-cap
ECRD3203U00 | 超5类RJ45插座，加固型法兰安装，锌镍抛光，配备防尘帽 | 576.2988 | https://www.l-com.cn/ethernet-cat5e-ruggedized-flange-mount-zinc-nickel-finish-w-dust-cap
ECRH0201U00 | 超5类RJ45插座，加固型法兰安装，，阳极化抛光，配备安装硬件 | 295.6662 | https://www.l-com.cn/ethernet-cat5e-ruggedized-flange-mount-anodized-with-mounting-hardware
ECRH0203U00 | 超5类RJ45插座，加固型法兰安装，锌镍抛光，配备安装硬件 | 327.397 | https://www.l-com.cn/ethernet-cat5e-ruggedized-flange-mount-zinc-nickel-with-mounting-hardware
ECRH3103U00 | 超5类RJ45插座，加固型法兰安装，锌镍抛光，配备接地屏蔽、安装硬件和防尘帽 | 570.942 | https://www.l-com.cn/ethernet-cat5e-ruggedized-flange-mount-zinc-nickel-with-grounding-shield-mounting-hardware-and-dust
ECRH3201U00 | 超5类RJ45插座，加固型法兰安装，，阳极化抛光，配备安装硬件和防尘帽 | 478.8681 | https://www.l-com.cn/ethernet-cat5e-ruggedized-flange-mount-anodized-finish-w-mounting-hardware-and-dust-cap
ECRH3203U00 | 超5类RJ45插座，加固型法兰安装，锌镍抛光，配备安装硬件和防尘帽 | 534.5683 | https://www.l-com.cn/ethernet-cat5e-ruggedized-flange-mount-zinc-nickel-with-mounting-hardware-and-dust-cap
ECRJ0203U00 | 超5类RJ45插座，加固型D38999防松螺母，锌镍抛光 | 607.9603 | https://www.l-com.cn/ethernet-cat5e-ruggedized-d38999-jam-nut-zinc-nickel
ECRJ1103U00 | 超5类加固型D38999防松螺母插座，锌镍抛光，带接地屏蔽构件和防尘帽 | 779.0041 | https://www.l-com.cn/ethernet-cat5e-ruggedized-d38999-jam-nut-zinc-nickel-with-grounding-shield-and-dust-cap
ECRK0103U00 | 超5类RJ45插座，加固型防松螺母，锌镍抛光，配备接地屏蔽 | 583.9092 | https://www.l-com.cn/ethernet-cat5e-ruggedized-jam-nut-zinc-nickel-with-grounding-shield
ECRK0201U00 | 超5类RJ45插座，加固型防松螺母，阳极化抛光 | 214.28 | https://www.l-com.cn/ethernet-cat5e-ruggedized-ip68-jam-nut-anodized-finish
ECRK0203U00 | 超5类RJ45插座，加固型IP68防松螺母，锌镍抛光 | 616.484 | https://www.l-com.cn/ethernet-cat5e-ruggedized-jam-nut-w-zinc-nickel-finish
ECRK2103U00 | 超5类RJ45插座，加固型防松螺母，锌镍抛光，配备接地屏蔽和防尘帽 | 617.4242 | https://www.l-com.cn/ethernet-cat5e-ruggedized-jam-nut-zinc-nickel-finish-with-grounding-shield-dust-cap
ECRK2201U00 | 超5类RJ45插座，加固型IP68防松螺母，阳极化抛光，配备防尘帽 | 344.19 | https://www.l-com.cn/ethernet-cat5e-ruggedized-jam-nut-anodized-finish-w-dust-cap
ECRK2203U00 | 超5类RJ45插座，加固型IP68防松螺母，锌镍抛光，配备防尘帽 | 682.2879 | https://www.l-com.cn/ethernet-cat5e-ruggedized-jam-nut-zinc-nickel-finish-w-dust-cap
ECRP5103UA0 | 超5类加固型RJ45插座，锌镍抛光，配备接地屏蔽和防尘帽，适用于线缆 | 516.263 | https://www.l-com.cn/ethernet-cat5e-ruggedized-rj45-receptacle-zinc-nickel-finish-w-grounding-shield-and-dust-cap
ECRP5103UB0 | 超5类加固型RJ45插座，锌镍抛光，配备接地屏蔽和防尘帽，适用于大外径线缆 | 904.1186 | https://www.l-com.cn/ethernet-cat5e-ruggedized-rj45-receptacle-zinc-nickel-finish-w-grounding-shield-and-dust-cap-large-od
ECRP5201UA0 | 超5类加固型RJ45插座，阳极化抛光，配备防尘帽 | 553.5605 | https://www.l-com.cn/ethernet-cat5e-ruggedized-rj45-receptacle-anodized-finish-with-dust-cap
ECRP5201UB0 | 超5类加固型RJ45插座，阳极化抛光，配备防尘帽，适用于大外径线缆 | 553.5605 | https://www.l-com.cn/ethernet-cat5e-ruggedized-rj45-receptacle-anodized-with-dust-cap-large-od
ECRU1203U00 | IP68级防水防尘帽，用于ECRJ或ECSJ系列D38999防松螺母式母头，橄榄褐色，锌镍表面处理 | 116.941 | https://www.l-com.cn/ip68-waterproof-dust-cap-ecrj-ecsj-d38999-jam-nuts-olive-drab-color-zinc-nickel-finish-ecru1203u00
ECRU1209U00 | Dust Cap + Collared Lanyard for D38999 Jam-Nuts, Electroless Nickel | 71.6998 | https://www.l-com.cn/ethernet-dust-cap-collared-lanyard-for-d38999-jam-nuts-electroless-nickel
ECRU2201U00 | 防尘帽和挂绳圈，用于加固型防松螺母插座，阳极铝抛光 | 91.3018 | https://www.l-com.cn/ethernet-dust-cap-collared-lanyard-for-ruggedized-jam-nuts-anodized-aluminum
ECRU2203U00 | 防尘帽和挂绳圈，用于IP68级加固型防松螺母插座，锌镍抛光 | 196.7228 | https://www.l-com.cn/ethernet-dust-cap-collared-lanyard-for-ruggedized-jam-nuts-zinc-nickel
ECRU2209U00 | Dust Cap + Lanyard for Ruggedized Jam-Nuts, Electroless Nickel | 122.128 | https://www.l-com.cn/ethernet-dust-cap-collared-lanyard-for-ruggedized-jam-nuts-electroless-nickel
ECRU3203U00 | 防尘帽和挂绳扣，用于加固型法兰安装插座，锌镍抛光 | 145.0037 | https://www.l-com.cn/ethernet-dust-cap-eyelet-lanyard-for-ruggedized-flange-mounts-with-zinc-nickel-finish
ECRU3209U00 | Dust Cap + Eyelet Lanyard for Ruggedized Flange Mounts, Electroless Nickel | 95.8716 | https://www.l-com.cn/ethernet-dust-cap-eyelet-lanyard-for-ruggedized-flange-mounts-electroless-nickel
ECRU5203U00 | 防尘帽和挂绳圈，用于加固型直列式插座，锌镍抛光 | 112.7016 | https://www.l-com.cn/ethernet-dust-cap-lanyard-for-ruggedized-in-line-receptacle-zinc-nickel
ECRU5209U00 | Dust Cap + Lanyard for Ruggedized In-line Receptacle, Electroless Nickel | 65.1658 | https://www.l-com.cn/ethernet-dust-cap-lanyard-for-ruggedized-in-line-receptacle-electroless-nickel
ECS203-1 | 模块化 Y型分路器, USOC-6 / USOC-6 | 21.8833 | https://www.l-com.cn/ethernet-modular-y-bridge-usoc-6-usoc-6
ECS206-1 | 模块化 Y型分路器, 10Base-T / 令牌环 | 17.44 | https://www.l-com.cn/ethernet-modular-y-splitter-10base-t-token-ring
ECS208-1 | 模块化Y型分路器, 令牌环 / 令牌环4线 | 14.475 | https://www.l-com.cn/ethernet-modular-y-splitter-token-ring-token-ring-4-wire
ECS404-12 | USOC分路器，8x8插头/4个（8x8）插座 | 43.66 | https://www.l-com.cn/ethernet-usoc-bridge-8x8-plug-4-8x8-jacks
ECS801-1 | USOC分路器，8x8插头/2个（8x4）插座 | 26.2944 | https://www.l-com.cn/ethernet-usoc-splitter-8x8-plug-2-8x4-jacks
ECS802-1 | TIA568分路器，8x8插头/2个10Base-T插座 | 20.975 | https://www.l-com.cn/ethernet-tia568-splitter-8x8-plug-2-10base-t-jacks
ECSA4211UB0 | 6类加固型RJ45插头，阳极化抛光，用于外径为0.271~0.330英寸（0.7厘米~0.8厘米）线缆，带防尘帽 | 588.121 | https://www.l-com.cn/ethernet-cat6-ruggedized-rj45-plug-anodized-finish-for-cable-od-271-330-w-dust-cap
ECSA4213UA0 | 6类加固型RJ45插头，锌镍抛光，用于外径为0.190~0.270英寸（0.5厘米~0.7厘米）线缆，带防尘帽 | 765.6637 | https://www.l-com.cn/ethernet-cat6-ruggedized-rj45-plug-zinc-nickel-finish-for-cable-od-190-270-w-dust-cap
ECSA4213UB0 | 6类加固型RJ45插头，锌镍抛光，用于外径为0.271~0.330英寸（0.7厘米~0.8厘米）线缆，带防尘帽 | 1086.4735 | https://www.l-com.cn/ethernet-cat6-ruggedized-rj45-plug-zinc-nickel-finish-for-cable-od-271-330-w-dust-cap
ECSA4219UA0 | Cat6, Ruggedized RJ45 Plug, Electroless Nickel finish, for cable OD .190-.270" w/ Dust Cap | 747.7868 | https://www.l-com.cn/ethernet-cat6-ruggedized-rj45-plug-electroless-nickel-finish-for-cable-od-190-270-w-dust-cap
ECSA4219UB0 | Cat6, Ruggedized RJ45 Plug, Electroless Nickel finish, for cable OD .271-.330" w/ Dust Cap | 519.5592 | https://www.l-com.cn/ethernet-cat6-ruggedized-rj45-plug-electroless-nickel-finish-for-cable-od-271-330-w-dust-cap
ECSD0201U00 | 6类加固型法兰安装插座，阳极化抛光 | 235.62 | https://www.l-com.cn/ethernet-cat6-ruggedized-flange-mount-anodized-finish
ECSD3103U00 | 6类加固型法兰安装插座，锌镍抛光，带接地屏蔽构件和防尘帽 | 684.9026 | https://www.l-com.cn/ethernet-cat6-ruggedized-flange-mount-zinc-nickel-finish-with-grounding-shield-and-dust-cap
ECSD3201U00 | 6类加固型法兰安装插座，阳极化抛光，带防尘帽 | 406.1534 | https://www.l-com.cn/ethernet-cat6-ruggedized-flange-mount-anodized-finish-with-dust-cap
ECSH0103U00 | 6类法兰安装插座，锌镍抛光，带接地屏蔽构件和安装零件 | 526.1177 | https://www.l-com.cn/ethernet-cat6-flange-mount-zinc-nickel-finish-with-grounding-shield-and-mounting-hardware
ECSH3103U00 | 6类法兰安装插座，锌镍抛光，带接地屏蔽构件、安装零件及防尘帽 | 722.4862 | https://www.l-com.cn/ethernet-cat6-flange-mount-zinc-nickel-finish-with-grounding-shield-mounting-hardware-and-dust-cap
ECSH3109U00 | Cat6, Flange Mount, Electroless Nickel finish with Grounding Shield, Mounting Hardware & DC | 700.203 | https://www.l-com.cn/ethernet-cat6-flange-mount-electroless-nickel-finish-with-grounding-shield-mounting-hardware-dc
ECSJ1103U00 | 6类加固型D38999防松螺母插座，锌镍抛光，带接地屏蔽构件和防尘帽 | 991.6377 | https://www.l-com.cn/ethernet-cat6-ruggedized-d38999-jam-nut-zinc-nickel-finish-with-grounding-shield-and-dust-cap
ECSJ1109U00 | Cat6, Ruggedized D38999 Jam-nut, Electroless Nickel finish with Grounding Shield and Dust Cap | 467.1001 | https://www.l-com.cn/ethernet-cat6-ruggedized-d38999-jam-nut-electroless-nickel-finish-with-grounding-shield-and-dust-cap
ECSJ1201U00 | 6类加固型D38999防松螺母插座，阳极铝抛光，带防尘帽 | 615.133 | https://www.l-com.cn/ethernet-cat6-ruggedized-d38999-jam-nut-anodized-aluminum-finish-with-dust-cap
ECSK2103U00 | 6类加固型防松螺母插座，锌镍抛光，带接地屏蔽构件和防尘帽 | 653.6614 | https://www.l-com.cn/ethernet-cat6-ruggedized-jam-nut-zinc-nickel-finish-with-grounding-shield-and-dust-cap
ECSK2109U00 | Cat6, Ruggedized Jam-nut, Electroless Nickel finish with Grounding Shield and Dust Cap | 622.4677 | https://www.l-com.cn/ethernet-cat6-ruggedized-jam-nut-electroless-nickel-finish-with-grounding-shield-and-dust-cap
ECSK2201U00 | 6类加固型防松螺母插座，阳极化抛光，带防尘帽 | 435.4258 | https://www.l-com.cn/ethernet-cat6-ruggedized-jam-nut-anodized-finish-with-dust-cap
ECSP5209UA0 | Cat6, RJ45 In-line Receptacle, Electroless Nickel finish with Grounding Shield and Dust Cap | 733.7246 | https://www.l-com.cn/ethernet-cat6-rj45-in-line-receptacle-electroless-nickel-finish-with-grounding-shield-and-dust-cap
ECSP5209UB0 | Cat6, RJ45 In-line Receptacle Electroless Nickel with Grounding Shield & Dust Cap, Large OD | 582.1358 | https://www.l-com.cn/ethernet-cat6-rj45-in-line-receptacle-electroless-nickel-with-grounding-shield-dust-cap-large-od
ECUSBAA-4M | 优良型USB线缆，A型公头/A型公头，4米 | 15.8963 | https://www.l-com.cn/usb-deluxe-usb-cable-type-a-a-cable-40m
ECUSBAA-5M | 优良型USB线缆，A型公头/A型公头，5米 | 14.18 | https://www.l-com.cn/usb-deluxe-usb-cable-type-a-a-cable-50m
ECUSBAX-05M | 优良型USB延长线，A型公头/A型母头，0.5米 | 14.9991 | https://www.l-com.cn/usb-deluxe-usb-cable-type-a-male-female-extension-cable-05m
ELP-CAT5 | 经济型5类10/100Base-T避雷器，串接式 | 59.7 | https://www.l-com.cn/surge-protector-economy-in-line-10-100-base-t-cat5-lightning-surge-protector
ELP-CAT6 | 经济型6类10/100/1000Base-T避雷器，串接式 | 76.0684 | https://www.l-com.cn/surge-protector-economy-in-line-10-100-1000-base-t-cat6-lightning-surge-protector
ELPD-CAT5 | 经济型5类10/100Base-T避雷器，串接式，DIN轨道安装 | 88.704 | https://www.l-com.cn/surge-protector-economy-din-mount-in-line-10-100-base-t-cat5-lightning-surge-protector
EN-ENS202 | 高功率长程2.4GHz无线N300户外级客户端网桥 | 316.29 | https://www.l-com.cn/wireless-network-high-powered-long-range-24-ghz-wireless-n300-outdoor-client-bridge
EN-ENS202EXT | 高功率长程2.4GHz无线N300户外级接入点 | 485.5752 | https://www.l-com.cn/wireless-network-high-powered-long-range-24-ghz-wireless-n300-outdoor-access-point
EN-ENSTATION5 | Long-Range Wireless 5 GHz Outdoor AP/Bridge | 538.7976 | https://www.l-com.cn/wireless-network-long-range-wireless-5-ghz-outdoor-ap-bridge
ESP-PWR | 9V直流500mA电源适配器，用于ESP101和ESP102 | 39.6 | https://www.l-com.cn/serial-converters-controller-cards-9-vdc-500ma-power-adapter-for-esp101-esp102
FE-RM1U12PSP | 1U机架式安装光纤接线盒，带3 FSP系列子面板开口 | 1239.7176 | https://www.l-com.cn/fiber-optic-fiber-enclosure-rack-mount-1u-with-3-fsp-series-sub-panel-openings
FE-RM2U24PSP | 2U机架式安装光纤接线盒，带4 FSP系列子面板开口 | 1334.0301 | https://www.l-com.cn/fiber-optic-fiber-enclosure-rack-mount-2u-with-4-fsp-series-sub-panel-openings
FE-RM3U48PSP | 3U机架式安装光纤接线盒，带8 FSP系列子面板开口 | 1628.1615 | https://www.l-com.cn/fiber-optic-fiber-enclosure-rack-mount-3u-with-8-fsp-series-sub-panel-openings
FE-RM4U72PSP | 4U机架式安装光纤接线盒，带12 FSP系列子面板开口 | 1155.4726 | https://www.l-com.cn/fiber-optic-fiber-enclosure-rack-mount-4u-with-12-fsp-series-sub-panel-openings
FE-SK1 | 熔接套件，卡纤座，12根单模套管 | 25.9605 | https://www.l-com.cn/fiber-optic-splice-kit-fusion-holder-12-single-sleeves
FE-SK2 | 熔接套件，卡纤座，24根单模套管 | 34.3482 | https://www.l-com.cn/fiber-optic-splice-kit-fusion-holder-24-single-sleeves
FE-SK3 | 熔接套件，卡纤座，24根单模套管/12根多模套管 | 32.67 | https://www.l-com.cn/fiber-optic-splice-kit-fusion-holder-24-single-12-mass-sleeves
FE-ST7MC | 7in / 17.8cm 光纤外壳熔接盒，配备金属盖 | 76.6656 | https://www.l-com.cn/fiber-optic-fiber-enclosure-splice-tray-7-inch-w-metal-cover
FE-ST7PC | 7in / 17.8cm 光纤外壳熔接盒，配备LEXAN®盖 | 64.0332 | https://www.l-com.cn/fiber-optic-fiber-enclosure-splice-tray-7-inch-w-lexan-cover
FE-ST875PC | 8.75in / 22.2cm 光纤外壳熔接盒，配备LEXAN®盖 | 71.7103 | https://www.l-com.cn/fiber-optic-fiber-enclosure-splice-tray-875-inch-w-lexan-cover
FE-WM12PP | 壁挂式光纤外壳，带2 FSP系列子面板开口 | 284.25 | https://www.l-com.cn/fiber-optic-fiber-enclosure-wall-mount-with-2-fsp-series-sub-panel-openings
FE-WM24PP | 壁挂式光纤外壳，带4 FSP系列子面板开口 | 213.8175 | https://www.l-com.cn/fiber-optic-fiber-enclosure-wall-mount-with-4-fsp-series-sub-panel-openings
FE-WM24SC | 带24 SC（UPC）单模耦合器和尾纤的壁挂式光纤接线盒 | 271.595 | https://www.l-com.cn/fiber-enclosure-wall-mount-with-24-sc-upc-single-mode-couplers-pigtails
FE-WM48SC | 带48 SC（UPC）单模耦合器和尾纤的壁挂式光纤接线盒 | 392.495 | https://www.l-com.cn/fiber-enclosure-wall-mount-with-48-sc-upc-single-mode-couplers-pigtails
FE-WM72SC | 带72 SC（UPC）单模耦合器和尾纤的壁挂式光纤接线盒 | 512.815 | https://www.l-com.cn/fiber-enclosure-wall-mount-with-72-sc-upc-single-mode-couplers-pigtails
FILTER | 5.25英寸（13.3厘米）面板，带可洗过滤器 | 497.1888 | https://www.l-com.cn/patch-panel-server-rack-525-panel-w-washable-filter
FO1 | Fiberclean分配器，配备清洁膜 | 55.06 | https://www.l-com.cn/fiber-optic-fiberclean-dispenser-with-cleaning-film
FO1REF | 光纤清洁保洁膜卷芯 | 44.36 | https://www.l-com.cn/fiber-optic-fiberclean-cleaning-film-refills
FOA-001 | 光纤耦合器，ST/ST，青铜对正套管 | 2.385 | https://www.l-com.cn/fiber-optic-fiber-coupler-st-st-bronze-alignment-sleeve
FOA-002A | 光纤耦合器，SC/SC(塑料壳体),陶瓷对正套管 | 5.3582 | https://www.l-com.cn/fiber-optic-fiber-coupler-sc-sc-plastic-body-ceramic-alignment-sleeve
FOA-002M | 光纤耦合器，SC/SC(金属壳体),青铜对正套管 | 5.6189 | https://www.l-com.cn/fiber-optic-fiber-coupler-sc-sc-metal-body-bronze-alignment-sleeve
FOA-002MA | 光纤耦合器，SC/SC(金属壳体),陶瓷对正套管 | 8.9403 | https://www.l-com.cn/fiber-optic-fiber-coupler-sc-sc-metal-body-ceramic-alignment-sleeve
FOA-005 | 光纤耦合器，双SC/SC（塑料壳体），青铜对齐套管 | 5.6254 | https://www.l-com.cn/fiber-optic-duplex-fiber-coupler-sc-sc-plastic-body-bronze-alignment-sleeve
FOA-006 | 光纤适配器，双SC/ST（塑料壳体），陶瓷对齐套管 | 19.5967 | https://www.l-com.cn/fiber-optic-duplex-fiber-adapter-sc-st-plastic-body-ceramic-alignment-sleeve
FOA-006M | 光纤适配器，双SC/ST（金属壳体），青铜对齐套管 | 9.8867 | https://www.l-com.cn/fiber-optic-duplex-fiber-adapter-sc-st-metal-body-bronze-alignment-sleeve
FOA-011A | 光纤耦合器，ST/ST，陶瓷对齐套管，带法兰 | 11.5632 | https://www.l-com.cn/fiber-optic-fiber-coupler-st-st-ceramic-alignment-sleeve-flange
FOA-013 | 光纤耦合器，FC/FC(矩形安装), 青铜对正套管 | 12.276 | https://www.l-com.cn/fiber-optic-fiber-coupler-fc-fc-rectangular-mounting-bronze-alignment-sleeve
FOA-014 | LC / SC单芯单模光纤适配器 | 160.2815 | https://www.l-com.cn/fiber-optic-lc-to-sc-simplex-single-mode-fiber-optic-adapter
FOA-017 | 单芯APC SC 光纤耦合器 | 16.75 | https://www.l-com.cn/fiber-optic-simplex-apc-sc-coupler
FOA-018 | APC双SC耦合器 | 25.7847 | https://www.l-com.cn/fiber-optic-duplex-apc-sc-coupler
FOA-019 | 光纤耦合器 ,FC APC | 26.4007 | https://www.l-com.cn/fiber-optic-fiber-coupler-fc-apc
FOA-020C | LC/SC单工多模光纤适配器 | 71.698 | https://www.l-com.cn/fiber-optic-lc-to-sc-simplex-multimode-fiber-optic-adapter
FOA-033 | 光纤耦合器, FC/FC, 青铜对正套管 | 7.4753 | https://www.l-com.cn/fiber-optic-fiber-coupler-fc-fc-bronze-alignment-sleeve
FOA-033A | 光纤耦合器, FC/FC, 陶瓷对正套管 | 12.0639 | https://www.l-com.cn/fiber-optic-fiber-coupler-fc-fc-ceramic-alignment-sleeve
FOA-123 | 光纤穿壁式耦合器套件 | 57.9744 | https://www.l-com.cn/fiber-optic-fiber-optic-bulkhead-adapter-kit
FOA-201 | 光纤适配器，ST/SC（方形安装），青铜对齐套管 | 20.388 | https://www.l-com.cn/fiber-optic-fiber-adapter-st-sc-square-mounting-bronze-alignment-sleeve
FOA-211 | 光纤适配器，ST/SC（矩形安装），青铜对齐套管 | 6.5033 | https://www.l-com.cn/fiber-optic-fiber-adapter-st-sc-rectangular-mounting-bronze-alignment-sleeve
FOA-301 | 光纤适配器，ST/FC（方形安装），青铜对齐套管 | 26.88 | https://www.l-com.cn/fiber-optic-fiber-adapter-st-fc-square-mounting-bronze-alignment-sleeve
FOA-302 | 光纤适配器，SC/FC（金属壳体），青铜对齐套管 | 10.6427 | https://www.l-com.cn/fiber-optic-fiber-adapter-sc-fc-metal-body-bronze-alignment-sleeve
FOA-311 | 光纤适配器，ST/FC（矩形壳体），青铜对齐套管 | 8.3833 | https://www.l-com.cn/fiber-optic-fiber-adapter-st-fc-rectangular-body-bronze-alignment-sleeve
FOA-311A | 光纤适配器，ST/FC（矩形壳体），陶瓷对齐套管 | 17.0567 | https://www.l-com.cn/fiber-optic-fiber-adapter-st-fc-rectangular-body-ceramic-alignment-sleeve
FOA-321 | 光纤耦合器/适配器套件 - 11件 | 264.5676 | https://www.l-com.cn/fiber-optic-fiber-optic-adapter-kit-11-piece
FOA-401 | 光纤耦合器，双ST/ST，青铜对齐套管 | 9.4248 | https://www.l-com.cn/fiber-optic-duplex-fiber-coupler-st-st-bronze-alignment-sleeve
FOA-600 | 光纤耦合器，MT-RJ/MT-RJ | 4.854 | https://www.l-com.cn/fiber-optic-fiber-coupler-mt-rj-mt-rj
FOA-701 | MU/MU单工适配器 | 24.6074 | https://www.l-com.cn/fiber-optic-mu-mu-simplex-adapter
FOA-804 | 光纤耦合器，单LC/LC APC，无法兰 | 11.1967 | https://www.l-com.cn/fiber-optic-fiber-coupler-lc-lc-apc-simplex-no-flange
FOA-805 | 光纤耦合器，双LC/LC APC，无法兰 | 19.0122 | https://www.l-com.cn/fiber-optic-fiber-coupler-lc-lc-apc-duplex-no-flange
FOA-805-BLU | LC Shutter Coupler, Duplex, With Flange, Blue | 46.2669 | https://www.l-com.cn/fiber-optic-lc-shutter-coupler-duplex-with-flange-blue
FOA-904 | 光纤耦合器，LC双工，多模，方形主体线身，无法兰，米黄色 | 15.6816 | https://www.l-com.cn/fiber-optic-coupler-lc-duplex-multimode-square-footprint-no-flange-beige-foa-904
FOA-908 | 光纤耦合器，四LC连接器，单模，双工SC形线身，无法兰，蓝色 | 32.1473 | https://www.l-com.cn/fiber-optic-coupler-quad-lc-connector-single-mode-duplex-sc-footprint-no-flange-blue-foa-908
FOA-910 | 光纤耦合器，SC双工，单模，无法兰，蓝色 | 25.6124 | https://www.l-com.cn/fiber-optic-coupler-sc-duplex-single-mode-no-flange-blue-foa-910
FOA-911 | 光纤耦合器，SC连接器，多模，无法兰，水蓝色 | 6.9696 | https://www.l-com.cn/fiber-optic-coupler-sc-connector-multimode-no-flange-aqua-foa-911
FOA-912 | 光纤耦合器，SC连接器，单模，带法兰，蓝色 | 22.7671 | https://www.l-com.cn/fiber-optic-coupler-sc-connector-single-mode-flange-blue-foa-912
FOA-914 | 光纤耦合器，SC双工，多模，无法兰，米黄色 | 19.1664 | https://www.l-com.cn/fiber-optic-coupler-sc-duplex-multimode-no-flange-beige-foa-914
FOA-914F | 光纤耦合器，SC双工，多模，带法兰，黑色 | 19.1664 | https://www.l-com.cn/fiber-optic-coupler-sc-duplex-multimode-flange-black-foa-914f
FOA-914FA | 光纤耦合器，SC双工，多模，带法兰，水蓝色 | 19.1664 | https://www.l-com.cn/fiber-optic-coupler-sc-duplex-multimode-flange-aqua-foa-914fa
FOA-932 | 光纤耦合器，SC / APC连接器，单模，无法兰，绿色 | 7.92 | https://www.l-com.cn/fiber-optic-coupler-sc-apc-connector-singlemode-no-flange-green-foa-932
FOA-934 | 光纤耦合器，SC / APC双工，单模，无法兰，绿色 | 8.712 | https://www.l-com.cn/fiber-optic-coupler-sc-apc-duplex-single-mode-no-flange-green-foa-934
FOA-951 | 光纤耦合器，单面 ST，多模，金属主体 | 9.6763 | https://www.l-com.cn/fiber-optic-coupler-st-simplex-multimode-metal-body-foa-951
FOA-952 | 光纤耦合器，单面 ST，单模，金属主体 | 14.7979 | https://www.l-com.cn/fiber-optic-coupler-st-simplex-single-mode-metal-body-foa-952
FOA-962 | 光纤耦合器，FC / APC连接器，单模，方形金属主体 | 26.136 | https://www.l-com.cn/fiber-optic-coupler-fc-apc-connector-single-mode-square-metal-body-foa-962
FOA-962A | 光纤耦合器，FC / APC连接器，单模，圆形金属主体 | 42.6881 | https://www.l-com.cn/fiber-optic-couplerfc-apc-connector-single-mode-round-metal-body-foa-962a
FOA-974 | 光纤耦合器，LC双工，多模，SC封装，带法兰，米黄色 | 20.5603 | https://www.l-com.cn/fiber-optic-coupler-lc-duplex-multimode-sc-footprint-flange-beige-foa-974
FOA-974A | 光纤耦合器，LC双工多模，SC封装，带法兰，水蓝色 | 20.9088 | https://www.l-com.cn/fiber-optic-coupler-lc-duplex-multimode-sc-footprint-flange-aqua-foa-974a
FOA-974AF | 光纤耦合器，LC双工多模，SC封装，无法兰，水蓝色 | 16.8007 | https://www.l-com.cn/fiber-optic-coupler-lc-duplex-multimode-sc-footprint-no-flange-aqua-foa-974af
FOA-977 | 光纤耦合器，四 LC连接器，多模 式，双工SC封装，带法兰，米黄色 | 34.848 | https://www.l-com.cn/fiber-optic-coupler-quad-lc-connector-multimode-duplex-sc-footprint-flange-beige-foa-977
FOA-977A | 光纤耦合器，四 LC连接器，多模 式，双工SC封装，带法兰，水蓝色 | 34.848 | https://www.l-com.cn/fiber-optic-coupler-quad-lc-connector-multimode-duplex-sc-footprint-flange-aqua-foa-977a
FOA-985 | 光纤耦合器，LC / APC双工，SC封装，法兰，绿色 | 29.6208 | https://www.l-com.cn/fiber-optic-couplerlc-apc-duplex-sc-footprint-flange-green-foa-985
FOA-990A | 光纤耦合器，MPO / MTP连接器，A型，全法兰，单防尘盖，黑色 | 41.4691 | https://www.l-com.cn/fiber-optic-coupler-mpo-mtp-connector-type-a-full-flange-single-dust-cap-black-foa-990a
FOA-991A | 光纤耦合器，MPO / MTP连接器，A型，全法兰，双防尘盖，水蓝色 | 52.272 | https://www.l-com.cn/fiber-optic-coupler-mpo-mtp-connector-type-a-full-flange-dual-dust-caps-aqua-foa-991a
FOA-992A | 光纤耦合器，MPO / MTP连接器，B型，全法兰，双防尘盖，米黄色 | 45.3024 | https://www.l-com.cn/fiber-optic-coupler-mpo-mtp-connector-type-b-full-flange-dual-dust-cap-beige-foa-992a
FOA-992B | 光纤耦合器，MPO / MTP连接器，B型，全法兰，单防尘盖，米黄色 | 39.7267 | https://www.l-com.cn/fiber-optic-coupler-mpo-mtp-connector-type-b-full-flange-single-dust-cap-beige-foa-992b
FOA-993A | 光纤耦合器，MPO / MTP连接器，A型，SC封装， 半法兰，双防尘盖，绿色 | 41.8176 | https://www.l-com.cn/fiber-optic-coupler-mpo-mtp-connector-type-a-sc-footprint-reduced-flange-dual-dust-cap-green-foa-993a
FOA-994A | 光纤耦合器，MPO / MTP连接器，A型， 半法兰，单防尘盖，黑色 | 39.3782 | https://www.l-com.cn/fiber-optic-coupler-mpo-mtp-connector-type-a-reduced-flange-single-dust-cap-black-foa-994a
FOA-AM-SCFFCF | 光纤适配器，SC母头到FC母头，用于单模和多模光纤 | 22.6512 | https://www.l-com.cn/fiber-optic-adapter-sc-female-to-fc-female-for-single-mode-and-multimode-fiber-foa-am-scffcf
FOA-AM-SCFLCF | 光纤适配器，SC母头到LC母头，用于单模或多模光纤 | 166.9219 | https://www.l-com.cn/fiber-optic-adapter-sc-female-to-lc-female-for-single-mode-or-multimode-fiber-foa-am-scflcf
FOA-AM-SCFSTF | 光纤适配器，SC母头到ST母头，用于单模或多模光纤 | 20.5603 | https://www.l-com.cn/fiber-optic-adapter-sc-female-to-st-female-for-single-mode-or-multimode-fiber-foa-am-scfstf
FOA-AM-STFFCF | 光纤适配器，ST母头到FC母头，用于单模和多模光纤 | 22.6512 | https://www.l-com.cn/fiber-optic-adapter-st-female-to-fc-female-for-single-mode-and-multimode-fiber-foa-am-stffcf
FOA-FCB9 | 光纤适配器，FC连接器，用于900µm缓冲光纤 | 313.2382 | https://www.l-com.cn/fiber-optic-adapter-fc-connector-for-900µm-buffered-fiber-foa-fcb9
FOA-LCK-MM-TRQ | 双工多模/单模键控型耦合器，青 | 26.7777 | https://www.l-com.cn/fiber-optic-lc-duplex-mm-sm-keyed-coupler-turquoise
FOA-M83522-YB | MIL M83522 ST耦合器，多模和单模，镀镍黄铜 | 138.2219 | https://www.l-com.cn/fiber-optic-mil-m83522-st-coupler-mulitmode-singlemode-nickel-plated-brass
FOA-M83522-YS | MIL M83522 ST耦合器，多模和单模，不锈钢 | 247.0168 | https://www.l-com.cn/fiber-optic-mil-m83522-st-coupler-mulitmode-singlemode-stainless-steel
FOA-MM-SCM-STF | 混合光纤适配器，SC公头至ST母头，多模式 | 121.968 | https://www.l-com.cn/hybrid-fiber-optic-adapter-sc-male-to-st-female-multimode-foa-mm-scm-stf
FOA-MPOB | MPO光纤耦合器，黑 | 17.2167 | https://www.l-com.cn/fiber-optic-fiber-optic-mpo-coupler-black
FOA-RSTN-SM | 加固型商用现货（COTS）ST耦合器，单模9/125，镀镍黄铜 | 89.2225 | https://www.l-com.cn/fiber-optic-ruggedized-cots-st-coupler-singlemode-9-125-nickel-plated-brass
FOA-RSTS-SM | 加固型商用现货（COTS）ST耦合器，单模9/125，不锈钢 | 272.3371 | https://www.l-com.cn/fiber-optic-ruggedized-cots-st-coupler-singlemode-9-125-stainless-steel
FOA-SCB9 | 光纤适配器，SC连接器用于900µm缓冲光纤 | 313.2366 | https://www.l-com.cn/fiber-optic-adapter-sc-connector-for-900µm-buffered-fiber-foa-scb9
FOA-SM-FCAFSCAF | 光纤适配器，FC / APC到SC / APC，方型法兰 | 33.1056 | https://www.l-com.cn/fiber-optic-adapter-fc-apc-to-sc-apc-square-flange-foa-sm-fcafscaf
FOA-SM-FCAFSCAF-R | 光纤适配器，FC / APC母头到SC / APC母头，单模，矩形法兰，绿色 | 34.5228 | https://www.l-com.cn/fiber-optic-adapter-fc-apc-female-to-sc-apc-female-single-mode-rectangular-flange-green-foa-sm-fcafscaf-r
FOA-SM-FCMLCF | 混合光纤适配器，FC公头到LC母头，单模 | 213.444 | https://www.l-com.cn/hybrid-fiber-optic-adapter-fc-male-to-lc-female-single-mode-foa-sm-fcmlcf
FOA-SM-LCMSCF | 混合光纤适配器，LC公头到SC母头，单模 | 176.5487 | https://www.l-com.cn/hybrid-fiber-optic-adapter-lc-male-to-sc-female-single-mode-foa-sm-lcmscf
FOA-SM-SCAFSCM | 混合光纤适配器, 单模SC / APC母头到SC / UPC母头 | 64.9915 | https://www.l-com.cn/hybrid-fiber-optic-adapter-single-mode-sc-apc-female-to-sc-upc-male-foa-sm-scafscm
FOA-SM-SCFSCAM | 混合光纤适配器, 单模SC / UPC母头到SC / APC母头 | 65.0213 | https://www.l-com.cn/hybrid-fiber-optic-adapter-single-mode-sc-upc-female-to-sc-apc-male-foa-sm-scfscam
FOA-SM-SCMFCF | 混合光纤适配器，SC公头到FC母头，单模 | 152.46 | https://www.l-com.cn/hybrid-fiber-optic-adapter-sc-male-to-fc-female-single-mode-foa-sm-scmfcf
FOA-SM-SCMLCF | 混合光纤适配器，SC公头到LC母头，单模 | 176.5922 | https://www.l-com.cn/hybrid-fiber-optic-adapter-sc-male-to-lc-female-single-mode-foa-sm-scmlcf
FOA-SM-SCMSTF | 混合光纤适配器，SC公头至ST母头，单模 | 152.46 | https://www.l-com.cn/hybrid-fiber-optic-adapter-sc-male-to-st-female-single-mode-foa-sm-scmstf
FOA-STB9 | 光纤适配器，ST连接器，用于900µm缓冲光纤 | 313.24 | https://www.l-com.cn/fiber-optic-adapter-st-connector-for-900µm-buffered-fiber-foa-stb9
FOATFCA-10D | 高精度光纤衰减器，FC/APC，10db | 85.61 | https://www.l-com.cn/fiber-optic-precision-fiber-attenuator-fc-apc-10db
FOATFCA-15D | 高精度光纤衰减器，FC/APC，15db | 85.61 | https://www.l-com.cn/fiber-optic-precision-fiber-attenuator-fc-apc-15db
FOATLCU-05D | 特优型光纤衰减器，LC/UPC，5 db | 126.2602 | https://www.l-com.cn/fiber-optic-premium-fiber-attenuator-lc-upc-5db
FOATLCU-10D | 特优型光纤衰减器，LC/UPC，10 db | 117.35 | https://www.l-com.cn/fiber-optic-premium-fiber-attenuator-lc-upc-10db
FOATLCU-15D | 特优型光纤衰减器，LC/UPC，15 db | 87.1967 | https://www.l-com.cn/fiber-optic-premium-fiber-attenuator-lc-upc-15db
FOATLCU-20D | 特优型光纤衰减器，LC/UPC，20 db | 106.722 | https://www.l-com.cn/fiber-optic-premium-fiber-attenuator-lc-upc-20db
FOATSCA-05D | 高精度光纤衰减器，SC/APC，5db | 77.153 | https://www.l-com.cn/fiber-optic-precision-fiber-attenuator-sc-apc-5db
FOATSCU-05D | 特优型光纤衰减器，SC/UPC，5db | 65.736 | https://www.l-com.cn/fiber-optic-premium-fiber-attenuator-sc-upc-5db
FOATSCU-15D | 特优型光纤衰减器，SC/UPC，15db | 65.7432 | https://www.l-com.cn/fiber-optic-premium-fiber-attenuator-sc-upc-15db
FOATSCU-20D | 特优型光纤衰减器，SC/UPC，20db | 90.1452 | https://www.l-com.cn/fiber-optic-premium-fiber-attenuator-sc-upc-20db
FOB500Z-M | OM2 50/125散装Zipcord型光缆，依米计，3毫米缆径 | 4.7054 | https://www.l-com.cn/fiber-optic-1-meter-interval-om2-50-125-bulk-zipcord-3mm-cable-od
FOB501D12-M | OM3 50/125 10G级散装束状光缆，12芯，室内级/户外级，依米计，900微米芯径 | 29.6208 | https://www.l-com.cn/fiber-optic-1-meter-interval-12-count-indoor-outdoor-om3-50-125-10-gig-rated-bulk-distribution-900um-sub-unis
FOB625D12-M | OM1 62.5/125散装束状光缆，12芯，室内级/户外级，依米计，900微米芯径 | 27.16 | https://www.l-com.cn/fiber-optic-1-meter-interval-12-count-indoor-outdoor-om1-625-125-bulk-distribution-900um-sub-units
FOB625D24-M | 24芯，室内/户外，OM1 62.5/125散装配线线缆，各分支900um | 53.5631 | https://www.l-com.cn/fiber-optic-1-meter-interval-24-count-indoor-outdoor-om1-625-125-bulk-distribution-900um-sub-units
FOB625D6-M | OM1 62.5/125散装束状光缆，6芯，室内级/户外级，依米计，900微米芯径 | 15.6816 | https://www.l-com.cn/fiber-optic-1-meter-interval-6-count-indoor-outdoor-om1-625-125-bulk-distribution-900um-sub-units
FOB625S-M | OM1 62.5/125散装单工光缆，依米计，3毫米缆径 | 10.0362 | https://www.l-com.cn/fiber-optic-1-meter-interval-om1-625-125-bulk-simplex-cable-3mm-cable-od
FOB625Z-M | OM1 62.5/125散装Zipcord型光缆，依米计，3毫米缆径 | 49.0486 | https://www.l-com.cn/fiber-optic-1-meter-interval-om1-625-125-bulk-zipcord-3mm-cable-od
FOBBISNGB12-M | 9/125弯曲不敏感散装分支光缆，12芯，1米间隔标识，2.5毫米芯径 | 39.5412 | https://www.l-com.cn/fiber-optic-1-meter-interval-9-125-bend-insensitive-12-count-breakout-bulk-cable-25mm-sub-units
FOBOM1IB2-M | 2芯，OM1 62.5/125散装分支线缆，各分支2.0mm | 18.4694 | https://www.l-com.cn/fiber-optic-1-meter-interval-2-count-om1-625-125-bulk-breakout-2mm-sub-units
FOBOM1IB4-M | 4芯，OM1 62.5/125散装分支线缆，各分支2.0mm | 20.577 | https://www.l-com.cn/fiber-optic-1-meter-interval-4-count-om1-625-125-bulk-breakout-2mm-sub-units
FOBOM1Z-M | OM1 62.5/125 Zipcord散装线缆，外径2.0mm | 3.8333 | https://www.l-com.cn/fiber-optic-1-meter-interval-om1-625-125-bulk-zipcord-2mm-cable-od
FOBOM2IB2-M | 2芯，50/125散装分支线缆，各分支2.0mm | 31.5993 | https://www.l-com.cn/fiber-optic-1-meter-interval-2-count-om2-50-125-bulk-breakout-20mm-sub-units
FOBOM2IB6-M | 6芯，50/125散装分支线缆，各分支2.0mm | 29.2723 | https://www.l-com.cn/fiber-optic-1-meter-interval-6-count-om2-50-125-bulk-breakout-20mm-sub-units
FOBOM3IB4-M | 4芯，OM3 50/125 10Gig散装分支线缆，各分支2.0mm | 27.7363 | https://www.l-com.cn/fiber-optic-1-meter-interval-4-count-om3-50-125-10-gig-rated-bulk-breakout-20mm-sub-units
FOBOM3Z-M | OM3 10Gig50/125 Zipcord散装线缆，外径2.0mm | 8.5378 | https://www.l-com.cn/fiber-optic-1-meter-interval-om3-10-gig-rated-50-125-bulk-zipcord-2mm-cable-od
FOBOM4D12-M | OM4 50/125散装束状光缆，12芯，室内级/户外级，1米间隔标识，900微米芯径 | 34.6104 | https://www.l-com.cn/fiber-optic-1-meter-interval-12-count-indoor-outdoor-om4-50-125-bulk-distribution-cable-900um-sub-units
FOBOM4IB2-M | 2芯OM4 50/125散装分支线缆，各分支2.0mm | 24.0451 | https://www.l-com.cn/fiber-optic-1-meter-interval-2-count-om4-50-125-bulk-breakout-cable-2mm-sub-units
FOBOM4IB4-M | OM4 50/125散装分支光缆，4芯，1米间隔标识，2毫米芯径 | 40.4999 | https://www.l-com.cn/fiber-optic-1-meter-interval-4-count-om4-50-125-bulk-breakout-cable-2mm-sub-units
FOBOM4Z-M | OM4 100Gig50/125 Zipcord散装线缆，外径3.0mm | 14.2247 | https://www.l-com.cn/fiber-optic-1-meter-interval-om4-100-gig-rated-50-125-bulk-zipcord-3mm-cable-od
FOBOS1IB2-M | 2芯，9/125散装分支线缆，各分支2.0mm | 15.5945 | https://www.l-com.cn/fiber-optic-1-meter-interval-2-count-9-125-bulk-breakout-2mm-sub-units
FOBOS1S-M | 9/125散装线缆，单芯，外径2.0mm | 5.9242 | https://www.l-com.cn/fiber-optic-1-meter-interval-9-125-bulk-simplex-cable-2mm-cable-od
FOBOS1Z-M | 9/125 Zipcord散装线缆，外径2.0mm | 4.2519 | https://www.l-com.cn/fiber-optic-1-meter-interval-9-125-bulk-zipcord-2mm-cable-od
FOBSNGD24-M | 24芯，室内/户外9/125散装配线线缆，各分支900um | 42.079 | https://www.l-com.cn/fiber-optic-1-meter-interval-24-count-indoor-outdoor-9-125-bulk-distribution-900um-sub-units
FOBSNGS-M | 9/125散装单芯光缆，1米间隔标识，3毫米缆径 | 2.2968 | https://www.l-com.cn/fiber-optic-1-meter-interval-9-125-bulk-simplex-cable-3mm-cable-od
FOC-4503PFS22SL | HFBR-4503单工光纤连接器，用于1.0mm POF，自锁式，灰色，用于2.2mm OD电缆 | 10.514 | https://www.l-com.cn/hfbr-4503-simplex-fiber-connector-1.0mm-pof-latching-grey-2.2mm-od-cable-foc-4503pfs22sl
FOC-4511PFS22BL | HFBR-4511单工光纤连接器，用于1.0mm POF，非自锁式，蓝色，用于2.2mm OD电缆 | 23.5 | https://www.l-com.cn/hfbr-4511-simplex-fiber-connector-1.0mm-pof-non-latching-blue-2.2mm-od-cable-foc-4511pfs22bl
FOC-4513PFS22BL | HFBR-4513单工连接器，用于1.0mm POF，自锁式，蓝色，用于2.2mm OD电缆 | 10.514 | https://www.l-com.cn/hfbr-4513-simplex-connector-1.0mm-pof-latching-blue-2.2mm-od-cable-foc-4513pfs22bl
FOC-9500040 | 光纤连接器，UniCam SC公头，62.5/125多模 | 88.57 | https://www.l-com.cn/fiber-optic-fiber-connector-unicam-sc-male-625-125-multimode
FOC-9500050 | 光纤连接器，UniCam ST公头，62.5/125多模 | 122.5321 | https://www.l-com.cn/fiber-optic-fiber-connector-unicam-st-male-625-125-multimode
FOC-9500099 | 光纤连接器，UniCam LC公头，62.5/125多模 | 108.2862 | https://www.l-com.cn/fiber-optic-fiber-connector-unicam-lc-male-625-125-multimode
FOC-9520099 | 光纤连接器，UniCam LC/UPC公头，单模 | 103.8991 | https://www.l-com.cn/fiber-optic-fiber-connector-unicam-lc-upc-male-Single Mode
FOC-ALP62ST | 光纤连接器，Lightcrimp+ ST公头，62.5/125多模 | 75.3984 | https://www.l-com.cn/fiber-optic-fiber-connector-lightcrimp-st-male-625-125-mm
FOC-AP | 湿酒精片，20片/包 | 38.1433 | https://www.l-com.cn/fiber-optic-premoistened-alcohol-pads-20-count
FOC-CA | 压缩空气罐，12盎司（355毫升） | 33.126 | https://www.l-com.cn/fiber-optic-compressed-air-12-oz-can
FOC-CC-MPM | 光纤连接器清洁卡盒，用于MPO/MTP公头连接器 | 261.36 | https://www.l-com.cn/fiber-optic-connector-cleaner-cassette-for-male-mpo-mtp-connectors-foc-cc-mpm
FOC-EYE | 双芯光纤引线孔 | 82.44 | https://www.l-com.cn/fiber-optic-dual-fiber-pulling-eye
FOC-EYE-06 | 3~6芯光纤引线孔 | 110.88 | https://www.l-com.cn/fiber-optic-3-6-count-fiber-pulling-eye
FOC-FCASMS30 | FC/APC SM单芯光纤连接器，用于3.0mm光纤 | 38.0667 | https://www.l-com.cn/fc-apc-sm-simplex-fiber-connector-3.0mm-cable-foc-fcasms30
FOC-FCMMS16 | FC MM 单模光纤连接器，用于1.6mm 光纤直径 | 15.376 | https://www.l-com.cn/fc-mm-simplex-fiber-connector-1.6mm-cable-foc-fcmms16
FOC-FCMMS30 | FC MM单模光纤连接器，用于3.0mm光纤直径 | 15.376 | https://www.l-com.cn/fc-mm-simplex-fiber-connector-3.0mm-cable-foc-fcmms30
FOC-FCMSC | 光纤配接管防尘帽,带挂链，金属，适用FC连接器类型 | 18.7308 | https://www.l-com.cn/fiber-optic-mating-sleeve-cap-and-chain-metal-fc-connector-style
FOC-FCSMS30 | FC SM单工光纤连接器，用于3.0mm电缆 | 26.94 | https://www.l-com.cn/fc-sm-simplex-fiber-connector-3.0mm-cable-foc-fcsms30
FOC-IPADCAP | 用于FO系列耦合器的IP68级防尘帽 | 16.8142 | https://www.l-com.cn/ip68-rated-dust-cap-for-fo-series-couplers-foc-ipadcap
FOC-IPCOCAP | 用于FOC-IP系列连接器的IP68级防尘帽 | 17.2452 | https://www.l-com.cn/ip68-rated-dust-cap-for-foc-ip-series-connectors-foc-ipcocap
FOC-IPMF1M-L48N | IP68系列MPO连接器12光纤，MMF低损耗，母头，4.8mm压接选项 | 146.9279 | https://www.l-com.cn/ip68-series-mpo-connector-12-fiber-mmf-low-loss-female-48mm-crimp-option-foc-ipmf1m-l48n
FOC-IPMF1M-L60N | IP68系列MPO连接器，12芯，MMF低损耗，母头，6.0mm压接选项 | 163.7101 | https://www.l-com.cn/ip68-series-mpo-connector-12-fiber-mmf-low-loss-female-60mm-crimp-option-foc-ipmf1m-l60n
FOC-IPMF1M-S48N | IP68系列MPO连接器12光纤，MMF，母，4.8mm压接选项 | 138.3331 | https://www.l-com.cn/ip68-series-mpo-connector-12-fiber-mmf-female-48mm-crimp-option-foc-ipmf1m-s48n
FOC-IPMF1M-S60N | IP68系列MPO连接器12芯，MMF，母，6.0mm压接选项 | 125.0172 | https://www.l-com.cn/ip68-series-mpo-connector-12-fiber-mmf-female-60mm-crimp-option-foc-ipmf1m-s60n
FOC-IPMF1S-L48N | IP68系列MPO连接器12光纤，SMF低损耗，母头，4.8mm压接选项 | 234.4109 | https://www.l-com.cn/ip68-series-mpo-connector-12-fiber-smf-low-loss-female-48mm-crimp-option-foc-ipmf1s-l48n
FOC-IPMF1S-L60N | IP68系列MPO连接器12光纤，SMF低损耗，母头，6.0mm压接选项 | 221.9818 | https://www.l-com.cn/ip68-series-mpo-connector-12-fiber-smf-low-loss-female-60mm-crimp-option-foc-ipmf1s-l60n
FOC-IPMF1S-S48N | IP68系列MPO连接器12光纤，SMF，母，4.8mm压接选项 | 165.6017 | https://www.l-com.cn/ip68-series-mpo-connector-12-fiber-smf-female-48mm-crimp-option-foc-ipmf1s-s48n
FOC-IPMF1S-S60N | IP68系列MPO连接器12芯光纤，SMF，母，6.0mm压接选项 | 152.2858 | https://www.l-com.cn/ip68-series-mpo-connector-12-fiber-smf-female-60mm-crimp-option-foc-ipmf1s-s60n
FOC-IPMF2M-L48N | IP68系列MPO连接器24光纤，MMF低损耗，母头，4.8mm压接选项 | 222.9775 | https://www.l-com.cn/ip68-series-mpo-connector-24-fiber-mmf-low-loss-female-48mm-crimp-option-foc-ipmf2m-l48n
FOC-IPMF2M-L60N | IP68系列MPO连接器24光纤，MMF低损耗，母，6.0mm压接选项 | 226.0038 | https://www.l-com.cn/ip68-series-mpo-connector-24-fiber-mmf-low-loss-female-60mm-crimp-option-foc-ipmf2m-l60n
FOC-IPMF2M-S48N | IP68系列MPO连接器24光纤，MMF，母，4.8mm压接选项 | 241.3961 | https://www.l-com.cn/ip68-series-mpo-connector-24-fiber-mmf-female-48mm-crimp-option-foc-ipmf2m-s48n
FOC-IPMF2M-S60N | IP68系列MPO连接器24光纤，MMF，母，6.0mm压接选项 | 228.0802 | https://www.l-com.cn/ip68-series-mpo-connector-24-fiber-mmf-female-60mm-crimp-option-foc-ipmf2m-s60n
FOC-IPMF2S-S48N | IP68系列MPO连接器24光纤，SMF，母，4.8mm压接选项 | 281.2099 | https://www.l-com.cn/ip68-series-mpo-connector-24-fiber-smf-female-48mm-crimp-option-foc-ipmf2s-s48n
FOC-IPMF2S-S60N | IP68系列MPO连接器24光纤，SMF，母，6.0mm压接选项 | 289.73 | https://www.l-com.cn/ip68-series-mpo-connector-24-fiber-smf-female-60mm-crimp-option-foc-ipmf2s-s60n
FOC-IPMM1M-L48N | IP68系列MPO连接器12光纤，MMF低损耗，公头，4.8mm压接选项 | 162.1677 | https://www.l-com.cn/ip68-series-mpo-connector-12-fiber-mmf-low-loss-male-48mm-crimp-option-foc-ipmm1m-l48n
FOC-IPMM1M-L60N | IP68系列MPO连接器12光纤，MMF低损耗，公头，6.0mm压接选项 | 173.0493 | https://www.l-com.cn/ip68-series-mpo-connector-12-fiber-mmf-low-loss-male-60mm-crimp-option-foc-ipmm1m-l60n
FOC-IPMM1M-S48N | IP68系列MPO连接器12光纤，MMF，公，4.8mm压接选项 | 148.7875 | https://www.l-com.cn/ip68-series-mpo-connector-12-fiber-mmf-male-48mm-crimp-option-foc-ipmm1m-s48n
FOC-IPMM1M-S60N | IP68系列MPO连接器12芯，MMF，公，6.0mm压接选项 | 135.4716 | https://www.l-com.cn/ip68-series-mpo-connector-12-fiber-mmf-male-60mm-crimp-option-foc-ipmm1m-s60n
FOC-IPMM1S-L48N | IP68系列MPO连接器12光纤，SMF低损耗，公头，4.8mm压接选项 | 308.4718 | https://www.l-com.cn/ip68-series-mpo-connector-12-fiber-smf-low-loss-male-48mm-crimp-option-foc-ipmm1s-l48n
FOC-IPMM1S-L60N | IP68系列MPO连接器12光纤，SMF低损耗，公头，6.0mm压接选项 | 296.0338 | https://www.l-com.cn/ip68-series-mpo-connector-12-fiber-smf-low-loss-male-60mm-crimp-option-foc-ipmm1s-l60n
FOC-IPMM1S-S48N | P68系列MPO连接器12光纤，SMF，公，4.8mm压接选项 | 183.8969 | https://www.l-com.cn/ip68-series-mpo-connector-12-fiber-smf-male-48mm-crimp-option-foc-ipmm1s-s48n
FOC-IPMM1S-S60N | IP68系列MPO连接器12光纤，SMF，公，6.0mm压接光纤 | 170.581 | https://www.l-com.cn/ip68-series-mpo-connector-12-fiber-smf-male-60mm-crimp-option-foc-ipmm1s-s60n
FOC-IPMM2M-L48N | IP68系列MPO连接器24光纤，MMF低损耗，公头，4.8mm压接选项 | 237.0909 | https://www.l-com.cn/ip68-series-mpo-connector-24-fiber-mmf-low-loss-male-48mm-crimp-option-foc-ipmm2m-l48n
FOC-IPMM2M-L60N | IP68系列MPO连接器24光纤，MMF低损耗，公，6.0mm压接选项 | 247.9684 | https://www.l-com.cn/ip68-series-mpo-connector-24-fiber-mmf-low-loss-male-60mm-crimp-option-foc-ipmm2m-l60n
FOC-IPMM2M-S48N | IP68系列MPO连接器24光纤，MMF，公，4.8mm压接选项 | 253.562 | https://www.l-com.cn/ip68-series-mpo-connector-24-fiber-mmf-male-48mm-crimp-option-foc-ipmm2m-s48n
FOC-IPMM2M-S60N | IP68系列MPO连接器24光纤，MMF，公，6.0mm压接选项 | 236.5308 | https://www.l-com.cn/ip68-series-mpo-connector-24-fiber-mmf-male-60mm-crimp-option-foc-ipmm2m-s60n
FOC-IPMM2S-S48N | IP68系列MPO连接器24光纤，SMF，公头，4.8mm压接选项 | 300.1595 | https://www.l-com.cn/ip68-series-mpo-connector-24-fiber-smf-male-48mm-crimp-option-foc-ipmm2s-s48n
FOC-IPMM2S-S60N | IP68系列MPO连接器24光纤，SMF，公，6.0mm压接选项 | 305.1503 | https://www.l-com.cn/ip68-series-mpo-connector-24-fiber-smf-male-60mm-crimp-option-foc-ipmm2s-s60n
FOC-IPSCMM-48D | IP68额定SC连接器，多模，4.8mm压接套筒，带防尘盖 | 161.6889 | https://www.l-com.cn/ip68-rated-sc-connector-multimode-48mm-crimp-sleeve-with-dust-cap-foc-ipscmm-48d
FOC-IPSCMM-48N | IP68额定SC连接器，多模，4.8mm压接套筒，无防尘盖 | 131.4623 | https://www.l-com.cn/ip68-rated-sc-connector-multimode-48mm-crimp-sleeve-no-dust-cap-foc-ipscmm-48n
FOC-IPSCMM-50D | IP68额定SC连接器，多模，5.0mm压接套筒，带防尘盖 | 156.1626 | https://www.l-com.cn/ip68-rated-sc-connector-multimode-50mm-crimp-sleeve-with-dust-cap-foc-ipscmm-50d
FOC-IPSCMM-50N | IP68额定SC连接器，多模，5.0mm压接套筒，无防尘盖 | 133.9993 | https://www.l-com.cn/ip68-rated-sc-connector-multimode-50mm-crimp-sleeve-no-dust-cap-foc-ipscmm-50n
FOC-IPSCMM-60D | IP68额定SC连接器，多模，6.0mm压接套筒，带防尘盖 | 159.6356 | https://www.l-com.cn/ip68-rated-sc-connector-multimode-60mm-crimp-sleeve-with-dust-cap-foc-ipscmm-60d
FOC-IPSCMM-60N | IP68额定SC连接器，多模，6.0mm压接套筒，无防尘盖 | 128.8592 | https://www.l-com.cn/ip68-rated-sc-connector-multimode-60mm-crimp-sleeve-no-dust-cap-foc-ipscmm-60n
FOC-IPSCMM-70D | IP68额定SC连接器，多模，7.0mm压接套筒，带防尘盖 | 159.6329 | https://www.l-com.cn/ip68-rated-sc-connector-multimode-70mm-crimp-sleeve-with-dust-cap-foc-ipscmm-70d
FOC-IPSCMM-70N | IP68额定SC连接器，多模，7.0mm压接套筒，无防尘盖 | 131.3479 | https://www.l-com.cn/ip68-rated-sc-connector-multimode-70mm-crimp-sleeve-no-dust-cap-foc-ipscmm-70n
FOC-IPSCSA-48D | IP68额定SC连接器，SMF，APC，4.8mm压接套筒，带防尘盖 | 167.2172 | https://www.l-com.cn/ip68-rated-sc-connector-smf-apc-48mm-crimp-sleeve-with-dust-cap-foc-ipscsa-48d
FOC-IPSCSA-48N | IP68额定SC连接器，SMF，APC，4.8mm压接套管，无防尘盖 | 133.4787 | https://www.l-com.cn/ip68-rated-sc-connector-smf-apc-48mm-crimp-sleeve-no-dust-cap-foc-ipscsa-48n
FOC-IPSCSA-50D | IP68额定SC连接器，SMF，APC，5.0mm压接套筒，带防尘盖 | 159.4877 | https://www.l-com.cn/ip68-rated-sc-connector-smf-apc-50mm-crimp-sleeve-with-dust-cap-foc-ipscsa-50d
FOC-IPSCSA-50N | IP68等级SC连接器，SMF，APC，5.0mm压接套筒，无防尘盖 | 138.6176 | https://www.l-com.cn/ip68-rated-sc-connector-smf-apc-50mm-crimp-sleeve-no-dust-cap-foc-ipscsa-50n
FOC-IPSCSA-60D | IP68等级SC连接器，SMF，APC，6.0mm压接套筒，带防尘盖 | 164.2502 | https://www.l-com.cn/ip68-rated-sc-connector-smf-apc-60mm-crimp-sleeve-with-dust-cap-foc-ipscsa-60d
FOC-IPSCSA-60N | IP68额定SC连接器，SMF，APC，6.0mm压接套筒，无防尘盖 | 133.4766 | https://www.l-com.cn/ip68-rated-sc-connector-smf-apc-60mm-crimp-sleeve-no-dust-cap-foc-ipscsa-60n
FOC-IPSCSA-70D | IP68等级SC连接器，SMF，APC，7.0mm压接套筒，带防尘盖 | 164.2096 | https://www.l-com.cn/ip68-rated-sc-connector-smf-apc-70mm-crimp-sleeve-with-dust-cap-foc-ipscsa-70d
FOC-IPSCSA-70N | IP68额定SC连接器，SMF，APC，7.0mm压接套管，无防尘盖 | 135.9595 | https://www.l-com.cn/ip68-rated-sc-connector-smf-apc-70mm-crimp-sleeve-no-dust-cap-foc-ipscsa-70n
FOC-IPSCSM-48D | IP68额定SC连接器，单模，4.8mm压接套筒，带防尘盖 | 157.878 | https://www.l-com.cn/ip68-rated-sc-connector-Single Mode-48mm-crimp-sleeve-with-dust-cap-foc-ipscsm-48d
FOC-IPSCSM-48N | IP68额定SC连接器，单模，4.8mm压接套筒，无防尘盖 | 131.8331 | https://www.l-com.cn/ip68-rated-sc-connector-Single Mode-48mm-crimp-sleeve-no-dust-cap-foc-ipscsm-48n
FOC-IPSCSM-50D | IP68额定SC连接器，单模，5.0mm压接套筒，带防尘盖 | 156.7596 | https://www.l-com.cn/ip68-rated-sc-connector-Single Mode-50mm-crimp-sleeve-with-dust-cap-foc-ipscsm-50d
FOC-IPSCSM-50N | IP68额定SC连接器，单模，5.0mm压接套筒，无防尘盖 | 134.5481 | https://www.l-com.cn/ip68-rated-sc-connector-Single Mode-50mm-crimp-sleeve-no-dust-cap-foc-ipscsm-50n
FOC-IPSCSM-60D | IP68额定SC连接器，单模，6.0mm压接套筒，带防尘盖 | 160.2021 | https://www.l-com.cn/ip68-rated-sc-connector-Single Mode-60mm-crimp-sleeve-with-dust-cap-foc-ipscsm-60d
FOC-IPSCSM-60N | IP68额定SC连接器，单模，6.0mm压接套筒，无防尘盖 | 129.4255 | https://www.l-com.cn/ip68-rated-sc-connector-Single Mode-60mm-crimp-sleeve-no-dust-cap-foc-ipscsm-60n
FOC-IPSCSM-70D | IP68额定SC连接器，单模，7.0mm压接套筒，带防尘盖 | 148.5536 | https://www.l-com.cn/ip68-rated-sc-connector-Single Mode-70mm-crimp-sleeve-with-dust-cap-foc-ipscsm-70d
FOC-IPSCSM-70N | IP68级SC连接器，单模，7.0mm压接套筒，无防尘盖 | 131.9578 | https://www.l-com.cn/ip68-rated-sc-connector-Single Mode-70mm-crimp-sleeve-no-dust-cap-foc-ipscsm-70n
FOC-KN | 4.5英寸（11.4厘米）× 8.5英寸（21.6厘米）盒装擦拭纸，280张/盒 | 35.1648 | https://www.l-com.cn/fiber-optic-45-x-85-box-kimwipes-280-count
FOC-LC | 1.6毫米LC双联夹 | 2.6204 | https://www.l-com.cn/fiber-optic-lc-16mm-duplex-clip
FOC-LCASM0120-GR0U0 | 光纤连接器，LC/APC单芯，用于2mm单模光纤，绿，联套设计 | 29.5686 | https://www.l-com.cn/fiber-connector-lc-apc-simplex-2.0mm-smf-green-unibody-design-foc-lcasm0120-gr0u0
FOC-LCASM0220-0L00 | 光纤连接器，LC/APC双芯，用于2.0mm单模光纤，绿，长体尾套 | 53.6373 | https://www.l-com.cn/fiber-connector-lc-apc-duplex-2.0mm-smf-color-long-boot-foc-lcasm0220-0l00
FOC-LCASM0230-0M00 | 光纤连接器，LC/APC双芯，用于3.0mm单模光纤，绿，中款尾套 | 58.5811 | https://www.l-com.cn/fiber-connector-lc-apc-duplex-3.0mm-smf-color-middle-boot-foc-lcasm0230-0m00
FOC-LCMM0220-AQUER | 光纤连接器，LC双芯，用于2mm多模光纤，水绿，联套设计，推拉可转换极性 | 42.0465 | https://www.l-com.cn/fiber-connector-lc-duplex-2.0mm-mmf-aqua-uniboot-push-pull-reversible-polarity-foc-lcmm0220-aquer
FOC-LCMM0230-0SUE | 光纤连接器，LC双芯，用于3mm多模光纤，米黄，联套设计短体尾套，集成金属眼和压接环 | 22.8888 | https://www.l-com.cn/fiber-connector-lc-duplex-3.0mm-mmf-beige-short-boot-unibody.-eyelet-crimp-ring-foc-lcmm0230-0sue
FOC-LCMMD16CL | LC MM双芯光纤连接器，用于1.6mm光纤，带卡夹 | 31.672 | https://www.l-com.cn/lc-mm-duplex-fiber-connector-1.6mm-cable-clips-foc-lcmmd16cl
FOC-LCMMD25CL | LC MM双芯光纤连接器，用于2.5mm光纤，带卡夹 | 34.956 | https://www.l-com.cn/lc-mm-duplex-fiber-connector-2.5mm-cable-clips-foc-lcmmd25cl
FOC-LCMMS09 | LC MM单模光纤连接器，用于900um电缆 | 31.54 | https://www.l-com.cn/lc-mm-simplex-fiber-connector-900um-cable-foc-lcmms09
FOC-LCMMS16 | LC MM单模光纤连接器，用于1.6mm电缆 | 44.4015 | https://www.l-com.cn/lc-mm-simplex-fiber-connector-1.6mm-cable-foc-lcmms16
FOC-LCMMS30 | LC MM单工光纤连接器，用于3.0mm电缆 | 124.2846 | https://www.l-com.cn/lc-mm-simplex-fiber-connector-3.0mm-cable-foc-lcmms30
FOC-LCMMS30FB | LC MM单工光纤连接器，用于3.0mm光纤电缆，带柔性护套 | 23.064 | https://www.l-com.cn/lc-mm-simplex-fiber-connector-3.0mm-cable-flex-boot-foc-lcmms30fb
FOC-LCMSC | 光纤配接管防尘帽,带挂链，金属，适用LC连接器类型 | 13.068 | https://www.l-com.cn/fiber-optic-mating-sleeve-cap-and-chain-metal-lc-connector-style
FOC-LCSM0109-BL0U0 | 光纤连接器，LC单芯，用于0.9mm单模光纤，蓝，联套设计 | 45.4035 | https://www.l-com.cn/fiber-connector-lc-simplex-.9mm-smf-blue-unibody-design-foc-lcsm0109-bl0u0
FOC-LCSM0120-0SU0 | 光纤连接器，LC单芯，用于2mm单模光纤，蓝，短体尾套联套设计 | 34.044 | https://www.l-com.cn/fiber-connector-lc-simplex-2.0mm-smf-blue-short-boot-unibody-design-foc-lcsm0120-0su0
FOC-LCSM0120-BL0U0 | 光纤连接器，LC单芯，用于2mm单模光纤，蓝，联套设计 | 29.3704 | https://www.l-com.cn/fiber-connector-lc-simplex-2.0mm-smf-blue-unibody-design-foc-lcsm0120-bl0u0
FOC-LCSM0209-0S00 | 光纤连接器，LC双芯，用于5mm单模光纤 | 58.867 | https://www.l-com.cn/fiber-connector-lc-duplex-.9mm-smf-color-short-boot-foc-lcsm0209-0s00
FOC-LCSM0220-0LU0 | 光纤连接器，LC双芯，用于2mm单模光纤，蓝，联套设计长体尾套 | 54.5441 | https://www.l-com.cn/fiber-connector-lc-duplex-2.0mm-smf-blue-long-boot-unibody-design-foc-lcsm0220-0lu0
FOC-LCSM0220-0SU0 | 光纤连接器，LC双芯，用于2mm单模光纤，蓝，联套设计短体尾套 | 29.7693 | https://www.l-com.cn/fiber-connector-lc-duplex-2.0mm-smf-blue-short-boot-unibody-design-foc-lcsm0220-0su0
FOC-LCSM0220-0U0R | 光纤连接器，LC双芯，用于2mm单模光纤，蓝，联套设计，可转换极性 | 52.2081 | https://www.l-com.cn/fiber-connector-lc-duplex-2.0mm-smf-blue-uniboot-reversible-polarity-foc-lcsm0220-0u0r
FOC-LCSM0230-0L0E | 光纤连接器，LC双芯，用于3.0mm单模光纤，蓝，长体尾套，带集成金属眼和压接环 | 47.5733 | https://www.l-com.cn/fiber-connector-lc-duplex-3.0mm-smf-color-long-boot-eyelet-crimp-ring-foc-lcsm0230-0l0e
FOC-LCSM0230-0U0R | 光纤连接器，LC双芯，用于3mm单模光纤，蓝，联套设计，可转换极性 | 56.7254 | https://www.l-com.cn/fiber-connector-lc-duplex-3.0mm-smf-blue-uniboot-reversible-polarity-foc-lcsm0230-0u0r
FOC-LCSM0230-BLUER | 光纤连接器，LC双芯，用于3mm单模光纤，蓝，联套设计，推拉可转换极性 | 55.1417 | https://www.l-com.cn/fiber-connector-lc-duplex-3.0mm-smf-blue-uniboot-push-pull-reversible-polarity-foc-lcsm0230-bluer
FOC-LCSM0250-0S00 | 光纤连接器，LC双芯，用于0.9mm单模光纤，蓝，短体尾套 | 50.3595 | https://www.l-com.cn/fiber-connector-lc-duplex-5.0mm-smf-color-short-boot-foc-lcsm0250-0s00
FOC-LCSM0250-0U0R | 光纤连接器，LC双芯，用于2mm单模光纤，蓝，联套设计，可转换极性 | 42.0675 | https://www.l-com.cn/fiber-connector-lc-duplex-5.0mm-smf-color-uniboot-reversible-polarity-foc-lcsm0250-0u0r
FOC-LCSMD20FB | LC SM双工光纤连接器，用于2.0mm光纤电缆，带柔性护套 | 65.05 | https://www.l-com.cn/lc-sm-duplex-fiber-connector-2.0mm-cable-flex-boot-foc-lcsmd20fb
FOC-LCSMD25CL | LC SM双工光纤连接器，用于2.5mm电缆,带卡夹 | 28.256 | https://www.l-com.cn/lc-sm-duplex-fiber-connector-2.5mm-cable-clips-foc-lcsmd25cl
FOC-LCSMS16 | 用于1.6mm电缆的LC SM单工光纤连接器 | 41.4414 | https://www.l-com.cn/lc-sm-simplex-fiber-connector-1.6mm-cable-foc-lcsms16
FOC-LCSMS20FB | LC SM单工光纤连接器，用于2.0mm光纤电缆，带柔性护套 | 33.38 | https://www.l-com.cn/lc-sm-simplex-fiber-connector-2.0mm-cable-flex-boot-foc-lcsms20fb
FOC-LCSMS30Z | 适用于3.0mm光纤电缆的LC SM单工光纤连接器 | 95.67 | https://www.l-com.cn/lc-sm-simplex-fiber-connector-3.0mm-cable-foc-lcsms30z
FOC-LCU100 | LC Uniboot光纤连接器用防尘帽，白色，100件/袋 | 194.04 | https://www.l-com.cn/fiber-optic-lc-uniboot-connector-dust-cap-white-100pack
FOC-LCUSMS30FB | LC Unibody SM单工光纤连接器，用于3.0mm电缆，带有柔性护套 | 32.722 | https://www.l-com.cn/lc-unibody-sm-simplex-fiber-connector-3.0mm-cable-flex-boot-foc-lcusms30fb
FOC-M83522-ANXB | MIL M83522 ST连接器，多模锁紧，镀镍黄铜，用于2.0mm光纤 | 157.3387 | https://www.l-com.cn/fiber-optic-mil-m83522-st-connector-multimode-locking-nickel-plated-brass-for-2mm-fiber
FOC-M83522-ANYB | MIL M83522 ST连接器，单模锁紧，镀镍黄铜，用于2.0mm光纤 | 184.3111 | https://www.l-com.cn/fiber-optic-mil-m83522-st-connector-singlemode-locking-nickel-plated-brass-for-2mm-fiber
FOC-M83522-DNXB | MIL M83522 ST连接器，多模非锁紧，镀镍黄铜，用于2.0mm光纤 | 129.239 | https://www.l-com.cn/fiber-optic-mil-m83522-st-connector-multimode-non-locking-nickel-plated-brass-for-2mm-fiber
FOC-M83522-DNXS | MIL M83522 ST连接器，多模非锁紧，不锈钢，用于2.0mm光纤 | 156.5702 | https://www.l-com.cn/fiber-optic-mil-m83522-st-connector-multimode-non-locking-stainless-steel-for-2mm-fiber
FOC-M83522-DNYS | MIL M83522 ST连接器，单模非锁紧，不锈钢，用于2.0mm光纤 | 189.5335 | https://www.l-com.cn/fiber-optic-mil-m83522-st-connector-singlemode-non-locking-stainless-steel-for-2mm-fiber
FOC-MPFMM1230-AQ000 | 光纤连接器，MPO母头，12芯，用于3.0mm MMF，浅绿色 | 59.7414 | https://www.l-com.cn/fiber-connector-mpo-female-12-fiber-3.0mm-mmf-aqua-foc-mpfmm1230-aq000
FOC-MPFMM1230-AQ0P0 | 光纤连接器，MPO母头，12芯，用于3.0mm MMF，浅绿色，低损耗 | 77.5904 | https://www.l-com.cn/fiber-connector-mpo-female-12-fiber-3.0mm-mmf-aqua-low-loss-foc-mpfmm1230-aq0p0
FOC-MPFMM1230-AQP00 | 光纤连接器，MPO母头，12芯光纤，用于3.0mm MMF，浅绿色，后拉式护套 | 31.174 | https://www.l-com.cn/fiber-connector-mpo-female-12-fiber-3.0mm-mmf-aqua-pull-boot-foc-mpfmm1230-aqp00
FOC-MPFMM1230-AQS00 | 光纤连接器，MPO母头，12光纤，用于4.0mm MMF，浅绿色，短护套 | 61.424 | https://www.l-com.cn/fiber-connector-mpo-female-12-fiber-4.0mm-mmf-aqua-short-boot-foc-mpfmm1230-aqs00
FOC-MPFMM1230-AQSP0 | 光纤连接器，MPO母头，12芯光纤，用于4.0mm MMF，浅绿色，短护套，低损耗 | 81.5099 | https://www.l-com.cn/fiber-connector-mpo-female-12-fiber-4.0mm-mmf-aqua-short-boot-low-loss-foc-mpfmm1230-aqsp0
FOC-MPFMM1230-BKS00 | 光纤连接器，MPO母头，12光纤，用于4.0mm MMF，黑色，短护套 | 61.4263 | https://www.l-com.cn/fiber-connector-mpo-female-12-fiber-4.0mm-mmf-black-short-boot-foc-mpfmm1230-bks00
FOC-MPFMM1230-BKSP0 | 光纤连接器，MPO母头，12芯，用于4.0mm MMF，黑色，短护套，低损耗 | 81.5108 | https://www.l-com.cn/fiber-connector-mpo-female-12-fiber-4.0mm-mmf-black-short-boot-low-loss-foc-mpfmm1230-bksp0
FOC-MPFMM1230-VIS00 | 光纤连接器，MPO母，12光纤，用于4.0mm MMF，紫色，短护套 | 61.3258 | https://www.l-com.cn/fiber-connector-mpo-female-12-fiber-4.0mm-mmf-violet-short-boot-foc-mpfmm1230-vis00
FOC-MPFMM1230-VISP0 | 光纤连接器，MPO母头，12芯光纤，用于4.0mm MMF，紫色，短护套，低损耗 | 81.5108 | https://www.l-com.cn/fiber-connector-mpo-female-12-fiber-4.0mm-mmf-violet-short-boot-low-loss-foc-mpfmm1230-visp0
FOC-MPFSM1230-GR000 | 光纤连接器，MPO母头，12光纤，用于3.0mm SMF，绿色 | 41.3069 | https://www.l-com.cn/fiber-connector-mpo-female-12-fiber-3.0mm-smf-green-foc-mpfsm1230-gr000
FOC-MPFSM1230-GRP00 | 光纤连接器，MPO母头，12芯光纤，适用于3.0mm SMF，绿色，后拉式护套 | 55.685 | https://www.l-com.cn/fiber-connector-mpo-female-12-fiber-3.0mm-smf-green-pull-boot-foc-mpfsm1230-grp00
FOC-MPFSM1230-GRS00 | 光纤连接器，MPO母头，12芯光纤，用于4.0mm SMF，绿色，短护套 | 84.6284 | https://www.l-com.cn/fiber-connector-mpo-female-12-fiber-4.0mm-smf-green-short-boot-foc-mpfsm1230-grs00
FOC-MPFSM1230-YL0P0 | 光纤连接器，MPO母头，12光纤，适用于3.0mm SMF，黄色，低损耗 | 148.3765 | https://www.l-com.cn/fiber-connector-mpo-female-12-fiber-3.0mm-smf-yellow-low-loss-foc-mpfsm1230-yl0p0
FOC-MPFSM1230-YLPP0 | 光纤连接器，MPO母头，12芯光纤，适用于3.0mm SMF，黄色，后拉式护套，低损耗 | 134.6039 | https://www.l-com.cn/fiber-connector-mpo-male-12-fiber-3.0mm-smf-yellow-pull-boot-low-loss-foc-mpfsm1230-ylpp0
FOC-MPFSM1230-YLSP0 | 光纤连接器，MPO母头，12芯光纤，用于4.0mm SMF，黄色，短护套，低损耗 | 158.5874 | https://www.l-com.cn/fiber-connector-mpo-female-12-fiber-4.0mm-smf-yellow-short-boot-low-loss-foc-mpfsm1230-ylsp0
FOC-MPMMM1230-AQ000 | 光纤连接器，MPO公，12芯，用于3.0mm MMF，浅绿色 | 34.0729 | https://www.l-com.cn/fiber-connector-mpo-male-12-fiber-3.0mm-mmf-aqua-foc-mpmmm1230-aq000
FOC-MPMMM1230-AQ0P0 | 光纤连接器，MPO公，12芯，用于3.0mm MMF，浅绿色，低损耗 | 89.6018 | https://www.l-com.cn/fiber-connector-mpo-male-12-fiber-3.0mm-mmf-aqua-low-loss-foc-mpmmm1230-aq0p0
FOC-MPMMM1230-AQP00 | 光纤连接器，MPO公，12芯，用于3.0mm MMF，浅绿色，后拉式护套 | 43.6036 | https://www.l-com.cn/fiber-connector-mpo-male-12-fiber-3.0mm-mmf-aqua-pull-boot-foc-mpmmm1230-aqp00
FOC-MPMMM1230-AQS00 | 光纤连接器，MPO公，12芯，用于4.0mm MMF，浅绿色，短护套 | 71.836 | https://www.l-com.cn/fiber-connector-mpo-male-12-fiber-4.0mm-mmf-aqua-short-boot-foc-mpmmm1230-aqs00
FOC-MPMMM1230-AQSP0 | 光纤连接器，MPO公，12芯，用于4.0mm MMF，浅绿色，短护套，低损耗 | 93.8606 | https://www.l-com.cn/fiber-connector-mpo-male-12-fiber-4.0mm-mmf-aqua-short-boot-low-loss-foc-mpmmm1230-aqsp0
FOC-MPMMM1230-BKS00 | 光纤连接器，MPO公，12芯，用于4.0mm MMF，黑色，短护套 | 72.6329 | https://www.l-com.cn/fiber-connector-mpo-male-12-fiber-4.0mm-mmf-black-short-boot-foc-mpmmm1230-bks00
FOC-MPMMM1230-BKSP0 | 光纤连接器，MPO公，12光纤，用于4.0mm MMF，黑色，短护套，低损耗 | 93.8595 | https://www.l-com.cn/fiber-connector-mpo-male-12-fiber-4.0mm-mmf-black-short-boot-low-loss-foc-mpmmm1230-bksp0
FOC-MPMMM1230-VIS00 | 光纤连接器，MPO公，12芯，用于4.0mm MMF，紫色，短护套 | 71.9785 | https://www.l-com.cn/fiber-connector-mpo-male-12-fiber-4.0mm-mmf-violet-short-boot-foc-mpmmm1230-vis00
FOC-MPMMM1230-VISP0 | 光纤连接器，MPO公，12芯，用于4.0mm MMF，紫色，短护套，低损耗 | 93.8606 | https://www.l-com.cn/fiber-connector-mpo-male-12-fiber-4.0mm-mmf-violet-short-boot-low-loss-foc-mpmmm1230-visp0
FOC-MPMSM1230-GR000 | 光纤连接器，MPO公，12芯，用于3.0mm SMF，绿色 | 93.0045 | https://www.l-com.cn/fiber-connector-mpo-male-12-fiber-3.0mm-smf-green-foc-mpmsm1230-gr000
FOC-MPMSM1230-GRP00 | 光纤连接器，MPO公头，12光纤，用于3.0mm SMF，绿色，后拉式护套 | 69.8412 | https://www.l-com.cn/fiber-connector-mpo-male-12-fiber-3.0mm-smf-green-pull-boot-foc-mpmsm1230-grp00
FOC-MPMSM1230-GRS00 | 光纤连接器，MPO公头，12芯光纤，用于4.0mm SMF，绿色，短护套 | 98.6173 | https://www.l-com.cn/fiber-connector-mpo-male-12-fiber-4.0mm-smf-green-short-boot-foc-mpmsm1230-grs00
FOC-MPMSM1230-YL0P0 | 光纤连接器，MPO公头，12芯，用于3.0mm单模光纤，黄，低损耗 | 185.8593 | https://www.l-com.cn/fiber-connector-mpo-male-12-fiber-3.0mm-smf-yellow-low-loss-foc-mpmsm1230-yl0p0
FOC-MPMSM1230-YLSP0 | 光纤连接器，MPO公，12芯光纤，适用于4.0mm SMF，黄色，短护套，低损耗 | 200.7937 | https://www.l-com.cn/fiber-connector-mpo-male-12-fiber-4.0mm-smf-yellow-short-boot-low-loss-foc-mpmsm1230-ylsp0
FOC-OP-1 | 单孔式光纤连接器清洁卡盒，用于1.25mm、2.5mm及MPO母头连接器 | 538.56 | https://www.l-com.cn/fiber-optic-connector-cleaning-cassette-w-single-slot-for-125mm-25mm-and-mpo-female-connectors-foc-op-1
FOC-OP-2 | 双孔式光纤连接器清洁卡盒，用于双芯LC连接器 | 538.56 | https://www.l-com.cn/fiber-optic-connector-cleaning-cassette-w-dual-slots-for-duplex-lc-connectors-foc-op-2
FOC-OP-MPM | 光纤连接器清洁卡盒，用于公头MPO/MTP连接器 | 538.56 | https://www.l-com.cn/fiber-optic-connector-cleaning-cassette-for-male-mpo-mtp-connectors-foc-op-mpm
FOC-RSTMMLS1 | 加固型商用现货（COTS）ST连接器，多模，锁定式，不锈钢，用于2毫米光纤 | 120.0672 | https://www.l-com.cn/fiber-optic-ruggedized-cots-st-connector-multimode-locking-stainless-steel-for-2mm-fiber
FOC-RSTMMLS3 | 加固型商用现货（COTS）ST连接器，多模，锁定式，不锈钢，用于3毫米光纤 | 78.4316 | https://www.l-com.cn/fiber-optic-ruggedized-cots-st-connector-multimode-locking-stainless-steel-for-3mm-fiber
FOC-RSTMMN3 | 加固型商用现货（COTS）ST连接器，多模，非锁定式，镀镍黄铜，用于3毫米光纤 | 83.7936 | https://www.l-com.cn/fiber-optic-ruggedized-cots-st-connector-multimode-non-locking-nickel-plated-brass-for-3mm-fiber
FOC-RSTSMLN3 | 加固型商用现货（COTS）ST连接器，单模，锁定式，镀镍黄铜，用于3毫米光纤 | 183.8642 | https://www.l-com.cn/fiber-optic-ruggedized-cots-st-connector-singlemode-locking-nickel-plated-brass-for-3mm-fiber
FOC-SC | SC双联夹 | 4.1513 | https://www.l-com.cn/fiber-optic-sc-duplex-clip
FOC-SCASMS09 | SC / APC SM单工光纤连接器，用于900um电缆 | 17.874 | https://www.l-com.cn/sc-apc-sm-simplex-fiber-connector-900um-cable-foc-scasms09
FOC-SCASMS30 | SC / APC SM单工光纤连接器，用于3.0mm电缆 | 17.872 | https://www.l-com.cn/sc-apc-sm-simplex-fiber-connector-3.0mm-cable-foc-scasms30
FOC-SCMMS16 | SC MM单工光纤连接器，用于1.6mm电缆 | 9.594 | https://www.l-com.cn/sc-mm-simplex-fiber-connector-1.6mm-cable-foc-scmms16
FOC-SCMMS30 | SC MM单工光纤连接器，用于3.0mm电缆 | 9.592 | https://www.l-com.cn/sc-mm-simplex-fiber-connector-3.0mm-cable-foc-scmms30
FOC-SCMMS30FB | SC MM单工光纤连接器，用于3.0mm光纤电缆，带柔性护套 | 24.97 | https://www.l-com.cn/sc-mm-simplex-fiber-connector-3.0mm-cable-flex-boot-foc-scmms30fb
FOC-SCMSC | 光纤配接管防尘帽,带挂链，金属，适用SC连接器类型 | 13.068 | https://www.l-com.cn/fiber-optic-mating-sleeve-cap-and-chain-metal-sc-connector-style
FOC-SCSM0120-0U0R | 光纤连接器，SC单芯，用于2.0mm单模光纤，蓝，联套设计 | 58.3432 | https://www.l-com.cn/fiber-connector-sc-simplex-2.0mm-smf-blue-uniboot-design-reversible-polarity-foc-scsm0120-0u0r
FOC-SCSM0130-0U0R | 光纤连接器，SC单芯，用于3.0mm单模光纤，蓝，联套设计 | 32.7184 | https://www.l-com.cn/fiber-connector-sc-simplex-3.0mm-smf-blue-uniboot-design-reversible-polarity-foc-scsm0130-0u0r
FOC-SCSMS16 | SC SM单工光纤连接器，用于1.6mm电缆 | 122.5224 | https://www.l-com.cn/sc-sm-simplex-fiber-connector-1.6mm-cable-foc-scsms16
FOC-SCSMS30 | SC SM单工光纤连接器，用于3.0mm电缆 | 123.508 | https://www.l-com.cn/sc-sm-simplex-fiber-connector-3.0mm-cable-foc-scsms30
FOC-SCSMS30FB | SC SM单工光纤连接器，用于3.0mm电缆，带柔性护套 | 29.634 | https://www.l-com.cn/sc-sm-simplex-fiber-connector-3.0mm-cable-flex-boot-foc-scsms30fb
FOC-SS125 | 光纤清洁器，用于LC和MU连接器 | 458.964 | https://www.l-com.cn/fiber-optic-fiber-optic-cleaner-for-lc-and-mu-connectors
FOC-SS-125M | 迷你光纤连接器/转接头清洁工具，用于1.25mm套筒连接器 | 421.344 | https://www.l-com.cn/fiber-optic-connector-adapter-mini-cleaner-for-125mm-ferrule-connectors-foc-ss-125m
FOC-SS-125-R | 光纤连接器/转接头清洁工具填芯，用于FOC-SS125，每袋三件 | 958.32 | https://www.l-com.cn/fiber-optic-connector-adapter-cleaner-triple-pack-refills-for-foc-ss125-foc-ss-125-r
FOC-SS-200M | 迷你光纤连接器清洁工具，用于2.0mm套筒和军事规格连接器 | 435.6 | https://www.l-com.cn/fiber-optic-connector-cleaner-mini-for-20mm-ferrules-and-mil-termini-foc-ss-200m
FOC-SS250 | 光纤清洁器，用于SC、FC和ST连接器 | 424.3774 | https://www.l-com.cn/fiber-optic-fiber-optic-cleaner-for-sc-fc-and-st-connectors
FOC-SS-250M | 迷你光纤连接器/转接头，用于2.5mm套筒连接器 | 597.5424 | https://www.l-com.cn/fiber-optic-connector-adapter-mini-cleaner-for-25mm-ferrule-connectors-foc-ss-250m
FOC-SS-250-R | 光纤连接器/转接头清洁工具填芯，用于FOC-SS250，每袋三件 | 958.32 | https://www.l-com.cn/fiber-optic-connector-adapter-cleaner-triple-pack-refills-for-foc-ss250-foc-ss-250-r
FOC-SS-CS | 光纤连接器/转接头清洁工具，用于LC和CS连接器 | 491.04 | https://www.l-com.cn/fiber-optic-connector-adapter-cleaner-for-lc-and-cs-connectors-foc-ss-cs
FOC-SS-MPO | 光纤清洁器，用于MPO连接器 | 498.96 | https://www.l-com.cn/fiber-optic-fiber-optic-cleaner-for-mpo-connectors
FOC-STMMS09 | ST MM单工光纤连接器，用于900um电缆 | 9.594 | https://www.l-com.cn/st-mm-simplex-fiber-connector-900um-cable-foc-stmms09
FOC-STMMS16M | ST MM单工光纤连接器，用于1.6mm电缆 | 122.4115 | https://www.l-com.cn/st-mm-simplex-fiber-connector-1.6mm-cable-foc-stmms16m
FOC-STMMS30 | ST MM单工光纤连接器，用于3.0mm电缆 | 121.1232 | https://www.l-com.cn/st-mm-simplex-fiber-connector-3.0mm-cable-foc-stmms30
FOC-STMSC | 光纤配接管防尘帽,带挂链，金属，适用ST连接器类型 | 22.7326 | https://www.l-com.cn/fiber-optic-mating-sleeve-cap-and-chain-metal-st-connector-style
FOC-STSMS16 | ST SM单工光纤连接器，用于1.6mm电缆 | 11.434 | https://www.l-com.cn/st-sm-simplex-fiber-connector-1.6mm-cable-foc-stsms16
FOC-STSMS30 | ST SM单工光纤连接器，用于3.0mm电缆 | 9.592 | https://www.l-com.cn/st-sm-simplex-fiber-connector-3.0mm-cable-foc-stsms30
FOCV-12GSDI-SRXM | 用于单模光纤独立模块的12G / 6G SDI光学扩展器/转换器-接收器 | 6842.88 | https://www.l-com.cn/12g-6g-sdi-optical-extender-converter-receiver-for-single-mode-fiber-standalone-module-focv-12gsdi-srxm
FOCV-12GSDI-STXM | 用于单模光纤独立模块的12G / 6G SDI光学扩展器/转换器/发送器 | 6842.88 | https://www.l-com.cn/12g-6g-sdi-optical-extender-converter-transmitter-for-single-mode-fiber-standalone-module-focv-12gsdi-stxm
FOCV-3GSDI-SRXI | 3G SDI光扩展器/转换器-接收器，用于单模光纤串联模块 | 2114.64 | https://www.l-com.cn/3g-sdi-optical-extender-converter-receiver-for-single-mode-fiber-inline-module-focv-3gsdi-srxi
FOCV-3GSDI-SRXM | 3G SDI光学扩展器/转换器-接收器, 用于单模光纤独立模块 | 2625.48 | https://www.l-com.cn/3g-sdi-optical-extender-converter-receiver-for-single-mode-fiber-standalone-module-focv-3gsdi-srxm
FOCV-3GSDI-STXI | 3G SDI光学扩展器/转换器/发送器, 用于单模光纤串联模块 | 2197.8 | https://www.l-com.cn/3g-sdi-optical-extender-converter-transmitter-for-single-mode-fiber-inline-module-focv-3gsdi-stxi
FOCV-3GSDI-STXM | 3G SDI光学扩展器/转换器/发送器, 用于单模光纤独立模块 | 2732.4 | https://www.l-com.cn/3g-sdi-optical-extender-converter-transmitter-for-single-mode-fiber-standalone-module-focv-3gsdi-stxm
FOC-XPF-LC-MMAQ | LC连接器，用于XPFIT-KIT，50/125，OM3，天蓝，12件/袋 | 611.028 | https://www.l-com.cn/fiber-optic-lc-connector-for-xpfit-kit-50-125-om3-aqua-pkg-12
FOC-XPF-LC-MMBG | LC连接器，用于XPFIT-KIT，62.5/125，OM1，米色，12件/袋 | 566.28 | https://www.l-com.cn/fiber-optic-lc-connector-for-xpfit-kit-625-125-om1-beige-pkg-12
FOC-XPF-LC-MMBK | LC连接器，用于XPFIT-KIT，50/125，OM2，黑，12件/袋 | 618.804 | https://www.l-com.cn/fiber-optic-lc-connector-for-xpfit-kit-50-125-om2-black-pkg-12
FOC-XPF-LC-SMBL | LC连接器，用于XPFIT-KIT，9/125单模，蓝，12件/袋 | 703.296 | https://www.l-com.cn/fiber-optic-lc-connector-for-xpfit-kit-9-125-Single Mode-blue-pkg-12
FOC-XPF-SC-MMAQ | SC连接器，用于XPFIT-KIT，50/125，OM3，天蓝，12件/袋 | 618.552 | https://www.l-com.cn/fiber-optic-sc-connector-for-xpfit-kit-50-125-om3-aqua-pkg-12
FOC-XPF-SC-SMBL | SC连接器，用于XPFIT-KIT，9/125单模，蓝，12件/袋 | 694.584 | https://www.l-com.cn/fiber-optic-sc-connector-for-xpfit-kit-9-125-Single Mode-blue-pkg-12
FOC-XPLC2-MM | IP66/67级双芯LC连接器，一体式网尾 | 295.4952 | https://www.l-com.cn/fiber-optic-duplex-lc-ip66-67-connector-integrated-strain-relief
FOC-XPLC2-SM | IP66/67级双芯单模LC连接器，一体式网尾 | 259.758 | https://www.l-com.cn/fiber-optic-duplex-sm-lc-ip66-67-connector-integrated-strain-relief
FODBIFLC-01 | OM2 50/125，多模光纤LC组件，柔性护套，1.0m | 59.808 | https://www.l-com.cn/fiber-optic-om2-50-125-multimode-fiber-optic-lc-flex-boot-assembly-10m
FODBIFLC-02 | OM2 50/125，多模光纤LC组件，柔性护套，2.0m | 301.5257 | https://www.l-com.cn/fiber-optic-om2-50-125-multimode-fiber-optic-lc-flex-boot-assembly-20m
FODBIFLC-03 | OM2 50/125，多模光纤LC组件，柔性护套，3.0m | 276.9941 | https://www.l-com.cn/fiber-optic-om2-50-125-multimode-fiber-optic-lc-flex-boot-assembly-30m
FODBIFLC-05 | OM2 50/125，多模光纤LC组件，柔性护套，5.0m | 249.9024 | https://www.l-com.cn/fiber-optic-om2-50-125-multimode-fiber-optic-lc-flex-boot-assembly-50m
FODBIFLC-FSC-01 | OM2 50/125，多模光纤LC/SC组件，柔性护套，1.0m | 169.4484 | https://www.l-com.cn/fiber-optic-om2-50-125-multimode-fiber-optic-lc-sc-flex-boot-assembly-10m
FODBIFLC-FSC-05 | OM2 50/125，多模光纤LC/SC组件，柔性护套，5.0m | 264.7656 | https://www.l-com.cn/fiber-optic-om2-50-125-multimode-fiber-optic-lc-sc-flex-boot-assembly-50m
FODBIFLC-FSC-10 | OM2 50/125，多模光纤LC/SC组件，柔性护套，10.0m | 230.3031 | https://www.l-com.cn/fiber-optic-om2-50-125-multimode-fiber-optic-lc-sc-flex-boot-assembly-100m
FODBIFLC-FSC-OM3-03 | OM3 50/125，10Gig多模光纤LC/SC组件，柔性护套，3.0m | 203.0886 | https://www.l-com.cn/fiber-optic-om3-50-125-10g-multimode-fiber-optic-lc-sc-flex-boot-assembly-30m
FODBIFLC-OM3-02 | OM3 50/125，10Gig多模光纤LC组件，柔性护套，2.0m | 292.37 | https://www.l-com.cn/fiber-optic-om3-50-125-10g-multimode-fiber-optic-lc-flex-boot-assembly-20m
FODBIFLC-OM3-03 | OM3 50/125，10Gig多模光纤LC组件，柔性护套，3.0m | 339.9264 | https://www.l-com.cn/fiber-optic-om3-50-125-10g-multimode-fiber-optic-lc-flex-boot-assembly-30m
FODBIFLC-OM3-05 | OM3 50/125，10Gig多模光纤LC组件，柔性护套，5.0m | 360.8352 | https://www.l-com.cn/fiber-optic-om3-50-125-10g-multimode-fiber-optic-lc-flex-boot-assembly-50m
FODBIFLC-OM3-10 | OM3 50/125，10Gig多模光纤LC组件，柔性护套，10.0m | 368.3145 | https://www.l-com.cn/fiber-optic-om3-50-125-10g-multimode-fiber-optic-lc-flex-boot-assembly-100m
FODC-LANYARD | 带挂绳防尘帽，用于2.5毫米光纤套管，25件/袋 | 13.03 | https://www.l-com.cn/fiber-optic-lanyard-dust-cap-25mm-fiber-ferrule-pkg-25
FODFC-01 | OM1 62.5/125多模光缆，双FC/双FC，1.0m | 33.45 | https://www.l-com.cn/fiber-optic-om1-625-125-multimode-fiber-cable-dual-fc-dual-fc-10m
FODFC-05 | OM1 62.5/125多模光缆，双FC/双FC，5.0m | 47.52 | https://www.l-com.cn/fiber-optic-om1-625-125-multimode-fiber-cable-dual-fc-dual-fc-50m
FODFC50-01 | OM2 50/125多模光缆，双芯FC/双芯FC，1米 | 32.665 | https://www.l-com.cn/fiber-optic-om2-50-125-multimode-fiber-cable-dual-fc-to-dual-fc-10m
FODFC50-02 | OM2 50/125多模光缆，双芯FC/双芯FC，2米 | 34.8833 | https://www.l-com.cn/fiber-optic-om2-50-125-multimode-fiber-cable-dual-fc-to-dual-fc-20m
FODFC50-03 | OM2 50/125多模光缆，双芯FC/双芯FC，3米 | 37.105 | https://www.l-com.cn/fiber-optic-om2-50-125-multimode-fiber-cable-dual-fc-to-dual-fc-30m
FODFC50-04 | OM2 50/125多模光缆，双芯FC/双芯FC，4米 | 45.07 | https://www.l-com.cn/fiber-optic-om2-50-125-multimode-fiber-cable-dual-fc-to-dual-fc-40m
FODFC50-05 | OM2 50/125多模光缆，双芯FC/双芯FC，5米 | 47.52 | https://www.l-com.cn/fiber-optic-om2-50-125-multimode-fiber-cable-dual-fc-to-dual-fc-50m
FODFC50-LC-01 | OM2 50/125多模光缆，双芯FC/双芯LC，1米 | 35.2 | https://www.l-com.cn/fiber-optic-om2-50-125-multimode-fiber-cable-dual-fc-to-dual-lc-10m
FODFC50-LC-02 | OM2 50/125多模光缆，双芯FC/双芯LC，2米 | 37.42 | https://www.l-com.cn/fiber-optic-om2-50-125-multimode-fiber-cable-dual-fc-to-dual-lc-20m
FODFC50-LC-03 | OM2 50/125多模光缆，双芯FC/双芯LC，3米 | 45.41 | https://www.l-com.cn/fiber-optic-om2-50-125-multimode-fiber-cable-dual-fc-to-dual-lc-30m
FODFC50-LC-05 | OM2 50/125多模光缆，双芯FC/双芯LC，5米 | 44.08 | https://www.l-com.cn/fiber-optic-om2-50-125-multimode-fiber-cable-dual-fc-to-dual-lc-50m
FODFC50-ST-01 | OM2 50/125多模光缆，双FC/双ST，1.0m | 33.015 | https://www.l-com.cn/fiber-optic-om2-50-125-multimode-fiber-cable-dual-fc-to-dual-st-10m
FODFC-LC-01 | OM1 62.5/125多模光缆，双FC/双LC，1.0m | 35.1939 | https://www.l-com.cn/fiber-optic-om1-625-125-multimode-fiber-cable-dual-fc-dual-lc-10m
FODFC-LC-02 | OM1 62.5/125多模光缆，双FC/双LC，2.0m | 55.653 | https://www.l-com.cn/fiber-optic-om1-625-125-multimode-fiber-cable-dual-fc-dual-lc-20m
FODFC-LC-04 | OM1 62.5/125多模光缆，双FC/双LC，4.0m | 47.91 | https://www.l-com.cn/fiber-optic-om1-625-125-multimode-fiber-cable-dual-fc-dual-lc-40m
FODFC-LC-05 | OM1 62.5/125多模光缆，双FC/双LC，5.0m | 50.44 | https://www.l-com.cn/fiber-optic-om1-625-125-multimode-fiber-cable-dual-fc-dual-lc-50m
FODFC-ST-01 | OM1 62.5/125多模光缆，双FC/双ST，1.0m | 33.015 | https://www.l-com.cn/fiber-optic-om1-625-125-multimode-fiber-cable-dual-fc-dual-st-10m
FODFC-ST-03 | OM1 62.5/125多模光缆，双FC/双ST，3.0m | 38.15 | https://www.l-com.cn/fiber-optic-om1-625-125-multimode-fiber-cable-dual-fc-dual-st-30m
FODLC-03 | OM1 62.5/125多模光缆，双芯LC/双芯LC，3米 | 48.25 | https://www.l-com.cn/fiber-optic-om1-625-125-multimode-fiber-cable-dual-lc-dual-lc-30m
FODLC-04 | OM1 62.5/125多模光缆，双芯LC/双芯LC，4米 | 44.3967 | https://www.l-com.cn/fiber-optic-om1-625-125-multimode-fiber-cable-dual-lc-dual-lc-40m
FODLC-05 | OM1 62.5/125多模光缆，双芯LC/双芯LC，5米 | 50.07 | https://www.l-com.cn/fiber-optic-om1-625-125-multimode-fiber-cable-dual-lc-dual-lc-50m
FODLC-10 | OM1 62.5/125多模光缆，双芯LC/双芯LC，10米 | 66.09 | https://www.l-com.cn/fiber-optic-om1-625-125-multimode-fiber-cable-dual-lc-dual-lc-100m
FODLC-10G-01 | OM3 50/125, 10G多模光纤跳线, 双LC/双LC, 1.0 m | 45.28 | https://www.l-com.cn/fiber-optic-om3-50-125-10-gig-multimode-fiber-cable-dual-lc-dual-lc-10m
FODLC-10G-02 | OM3 50/125, 10G多模光纤跳线, 双LC/双LC, 2.0 m | 49.77 | https://www.l-com.cn/fiber-optic-om3-50-125-10-gig-multimode-fiber-cable-dual-lc-dual-lc-20m
FODLC-10G-03 | OM3 50/125, 10G多模光纤跳线, 双LC/双LC, 3.0 m | 54.42 | https://www.l-com.cn/fiber-optic-om3-50-125-10-gig-multimode-fiber-cable-dual-lc-dual-lc-30m
FODLC-10G-04 | OM3 50/125, 10G多模光纤跳线, 双LC/双LC,4.0 m | 58.99 | https://www.l-com.cn/fiber-optic-om3-50-125-10-gig-multimode-fiber-cable-dual-lc-dual-lc-40m
FODLC-10G-05 | OM3 50/125, 10G多模光纤跳线, 双LC/双LC, 5.0 m | 63.51 | https://www.l-com.cn/fiber-optic-om3-50-125-10-gig-multimode-fiber-cable-dual-lc-dual-lc-50m
FODLC50-02 | OM2 50/125多模光缆，双芯LC/双芯LC，2米 | 41.475 | https://www.l-com.cn/fiber-optic-om2-50-125-multimode-fiber-cable-dual-lc-dual-lc-20m
FODLC50-03 | OM2 50/125多模光缆，双芯LC/双芯LC，3米 | 54.8314 | https://www.l-com.cn/fiber-optic-om2-50-125-multimode-fiber-cable-dual-lc-dual-lc-30m
FODLC50-04 | OM2 50/125多模光缆，双芯LC/双芯LC，4米 | 44.3967 | https://www.l-com.cn/fiber-optic-om2-50-125-multimode-fiber-cable-dual-lc-dual-lc-40m
FODLC50-05 | OM2 50/125多模光缆，双芯LC/双芯LC，5米 | 46.6167 | https://www.l-com.cn/fiber-optic-om2-50-125-multimode-fiber-cable-dual-lc-dual-lc-50m
FODLC50-10 | OM2 50/125多模光缆，双芯LC/双芯LC，10米 | 57.72 | https://www.l-com.cn/fiber-optic-om2-50-125-multimode-fiber-cable-dual-lc-dual-lc-100m
FODLC50-BL-01 | OM2 50/125多模光缆，双芯LC/双芯LC，蓝，1米 | 45.14 | https://www.l-com.cn/fiber-optic-om2-50-125-multimode-fiber-cable-dual-lc-dual-lc-blue-10m
FODLC50-BL-02 | OM2 50/125多模光缆，双芯LC/双芯LC，蓝，2米 | 41.605 | https://www.l-com.cn/fiber-optic-om2-50-125-multimode-fiber-cable-dual-lc-dual-lc-blue-20m
FODLC50-BL-03 | OM2 50/125多模光缆，双芯LC/双芯LC，蓝，3米 | 50.11 | https://www.l-com.cn/fiber-optic-om2-50-125-multimode-fiber-cable-dual-lc-dual-lc-blue-30m
FODLC50-BL-05 | OM2 50/125多模光缆，双芯LC/双芯LC，蓝，5米 | 55.22 | https://www.l-com.cn/fiber-optic-om2-50-125-multimode-fiber-cable-dual-lc-dual-lc-blue-50m
FODLC50-BL-10 | OM2 50/125多模光缆，双芯LC/双芯LC，蓝，10米 | 67.95 | https://www.l-com.cn/fiber-optic-om2-50-125-multimode-fiber-cable-dual-lc-dual-lc-blue-100m
FODLC50-BL-15 | OM2 50/125多模光缆，双芯LC/双芯LC，蓝，15米 | 80.69 | https://www.l-com.cn/fiber-optic-om2-50-125-multimode-fiber-cable-dual-lc-dual-lc-blue-150m
FODLC50-CL-01 | OM2 50/125,多模夹装双芯光纤跳线, 双 LC /双 LC, 配备 OFNR 护套, 1.0m | 41.55 | https://www.l-com.cn/fiber-optic-om2-50-125-clipped-fiber-optic-cable-dual-lc-dual-lc-10m
FODLC50-CL-04 | OM2 50/125,多模夹装双芯光纤跳线, 双 LC /双 LC, 配备 OFNR 护套, 4.0m | 46.045 | https://www.l-com.cn/fiber-optic-om2-50-125-clipped-fiber-optic-cable-dual-lc-dual-lc-40m
FODLC50-CL-05 | OM2 50/125,多模夹装双芯光纤跳线, 双 LC /双 LC, 配备 OFNR 护套, 5.0m | 55.22 | https://www.l-com.cn/fiber-optic-om2-50-125-clipped-fiber-optic-cable-dual-lc-dual-lc-50m
FODLC50-GR-01 | OM2 50/125多模光缆，双芯LC/双芯LC，绿，1米 | 39.39 | https://www.l-com.cn/fiber-optic-om2-50-125-multimode-fiber-cable-dual-lc-dual-lc-green-10m
FODLC50-GR-03 | OM2 50/125多模光缆，双芯LC/双芯LC，绿，3米 | 50.11 | https://www.l-com.cn/fiber-optic-om2-50-125-multimode-fiber-cable-dual-lc-dual-lc-green-30m
FODLC50-GR-05 | OM2 50/125多模光缆，双芯LC/双芯LC，绿，5米 | 55.22 | https://www.l-com.cn/fiber-optic-om2-50-125-multimode-fiber-cable-dual-lc-dual-lc-green-50m
FODLC50-RD-01 | OM2 50/125多模光缆，双芯LC/双芯LC，红，1米 | 39.39 | https://www.l-com.cn/fiber-optic-om2-50-125-multimode-fiber-cable-dual-lc-dual-lc-red-10m
FODLC50-RD-02 | OM2 50/125多模光缆，双芯LC/双芯LC，红，2米 | 68.43 | https://www.l-com.cn/fiber-optic-om2-50-125-multimode-fiber-cable-dual-lc-dual-lc-red-20m
FODLC50-RD-05 | OM2 50/125多模光缆，双芯LC/双芯LC，红，5米 | 79.41 | https://www.l-com.cn/fiber-optic-om2-50-125-multimode-fiber-cable-dual-lc-dual-lc-red-50m
FODLC50-UNI-04 | OM2 50/125多模联套（Uniboot）光缆，双芯LC/双芯LC，4米 | 76.65 | https://www.l-com.cn/fiber-optic-om2-50-125-multimode-uniboot-fiber-cable-dual-lc-dual-lc-40m
FODLC50-UNI-05 | OM2 50/125多模联套（Uniboot）光缆，双芯LC/双芯LC，5米 | 69.2 | https://www.l-com.cn/fiber-optic-om2-50-125-multimode-uniboot-fiber-cable-dual-lc-dual-lc-50m
FODLC-BL-02 | OM1 62.5/125多模光缆，双芯LC/双芯LC，蓝，2米 | 47.59 | https://www.l-com.cn/fiber-optic-om1-625-125-multimode-fiber-cable-dual-lc-dual-lc-blue-20m
FODLC-BL-04 | OM1 62.5/125多模光缆，双芯LC/双芯LC，蓝，4米 | 52.77 | https://www.l-com.cn/fiber-optic-om1-625-125-multimode-fiber-cable-dual-lc-dual-lc-blue-40m
FODLC-BL-05 | OM1 62.5/125多模光缆，双芯LC/双芯LC，蓝，5米 | 55.22 | https://www.l-com.cn/fiber-optic-om1-625-125-multimode-fiber-cable-dual-lc-dual-lc-blue-50m
FODLC-BL-10 | OM1 62.5/125多模光缆，双芯LC/双芯LC，蓝，10米 | 67.94 | https://www.l-com.cn/fiber-optic-om1-625-125-multimode-fiber-cable-dual-lc-dual-lc-blue-100m
FODLC-BL-15 | OM1 62.5/125多模光缆，双芯LC/双芯LC，蓝，15米 | 80.7 | https://www.l-com.cn/fiber-optic-om1-625-125-multimode-fiber-cable-dual-lc-dual-lc-blue-150m
FODLC-CL-04 | OM1 62.5/125,多模夹装双芯光纤跳线, 双 LC /双 LC, 配备 OFNR 护套, 4.0m | 52.77 | https://www.l-com.cn/fiber-optic-om1-625-125-clipped-fiber-cable-dual-lc-dual-lc-40m
FODLCCL-OM3-05 | OM3 50/125 10G多模OFNR光缆，联夹双芯LC/联夹双芯LC，0.5米 | 42.5973 | https://www.l-com.cn/fiber-optic-om3-50-125-10-gig-multimode-ofnr-fiber-cable-clipped-lc-clipped-lc-05m
FODLCCL-OM3-1 | OM3 50/125 10G多模OFNR光缆，联夹双芯LC/联夹双芯LC，1米 | 47.12 | https://www.l-com.cn/fiber-optic-om3-50-125-10-gig-multimode-ofnr-fiber-cable-clipped-lc-clipped-lc-10m
FODLCCL-OM3-10 | OM3 50/125 10G多模OFNR光缆，联夹双芯LC/联夹双芯LC，10米 | 88.32 | https://www.l-com.cn/fiber-optic-om3-50-125-10-gig-multimode-ofnr-fiber-cable-clipped-lc-clipped-lc-100m
FODLCCL-OM3-2 | OM3 50/125 10G多模OFNR光缆，联夹双芯LC/联夹双芯LC，2米 | 51.71 | https://www.l-com.cn/fiber-optic-om3-50-125-10-gig-multimode-ofnr-fiber-cable-clipped-lc-clipped-lc-20m
FODLCCL-OM3-3 | OM3 50/125 10G多模OFNR光缆，联夹双芯LC/联夹双芯LC，3米 | 56.27 | https://www.l-com.cn/fiber-optic-om3-50-125-10-gig-multimode-ofnr-fiber-cable-clipped-lc-clipped-lc-30m
FODLCCL-OM3-5 | OM3 50/125 10G多模OFNR光缆，联夹双芯LC/联夹双芯LC，5米 | 65.43 | https://www.l-com.cn/fiber-optic-om3-50-125-10-gig-multimode-ofnr-fiber-cable-clipped-lc-clipped-lc-50m
FODLC-GR-01 | OM1 62.5/125多模光缆，双芯LC/双芯LC，绿，1米 | 38.635 | https://www.l-com.cn/fiber-optic-om1-625-125-multimode-fiber-cable-dual-lc-dual-lc-green-10m
FODLC-GR-02 | OM1 62.5/125多模光缆，双芯LC/双芯LC，绿，2米 | 40.77 | https://www.l-com.cn/fiber-optic-om1-625-125-multimode-fiber-cable-dual-lc-dual-lc-green-20m
FODLC-GR-03 | OM1 62.5/125多模光缆，双芯LC/双芯LC，绿，3米 | 42.97 | https://www.l-com.cn/fiber-optic-om1-625-125-multimode-fiber-cable-dual-lc-dual-lc-green-30m
FODLC-GR-04 | OM1 62.5/125多模光缆，双芯LC/双芯LC，绿，4米 | 45.165 | https://www.l-com.cn/fiber-optic-om1-625-125-multimode-fiber-cable-dual-lc-dual-lc-green-40m
FODLC-GR-05 | OM1 62.5/125多模光缆，双芯LC/双芯LC，绿，5米 | 47.305 | https://www.l-com.cn/fiber-optic-om1-625-125-multimode-fiber-cable-dual-lc-dual-lc-green-50m
FODLC-GR-10 | OM1 62.5/125多模光缆，双芯LC/双芯LC，绿，10米 | 58.235 | https://www.l-com.cn/fiber-optic-om1-625-125-multimode-fiber-cable-dual-lc-dual-lc-green-100m
FODLC-IND-01 | OM1 62.5/125，IP67多模光缆，双LC/双LC，1.0m | 550.17 | https://www.l-com.cn/fiber-optic-om1-625-125-ip67-multimode-fiber-cable-dual-lc-dual-lc-10m
FODLC-IND-03 | OM1 62.5/125，IP67多模光缆，双LC/双LC，3.0m | 940.4208 | https://www.l-com.cn/fiber-optic-om1-625-125-ip67-multimode-fiber-cable-dual-lc-dual-lc-30m
FODLC-IND-05 | OM1 62.5/125，IP67多模光缆，双LC/双LC，5.0m | 1010.7504 | https://www.l-com.cn/fiber-optic-om1-625-125-ip67-multimode-fiber-cable-dual-lc-dual-lc-50m
FODLC-IND-10 | OM1 62.5/125，IP67多模光缆，双LC/双LC，10.0m | 1054.152 | https://www.l-com.cn/fiber-optic-om1-625-125-ip67-multimode-fiber-cable-dual-lc-dual-lc-100m
FODLCMIL-01 | OM1 62.5/125，符合军标光缆，双LC/双LC，1.0m | 276.012 | https://www.l-com.cn/fiber-optic-om1-625-125-military-fiber-cable-dual-lc-dual-lc-10m
FODLCMIL-02 | OM1 62.5/125，符合军标光缆，双LC/双LC，2.0m | 267.5157 | https://www.l-com.cn/fiber-optic-om1-625-125-military-fiber-cable-dual-lc-dual-lc-20m
FODLCMIL-03 | OM1 62.5/125，符合军标光缆，双LC/双LC，3.0m | 138.9622 | https://www.l-com.cn/fiber-optic-om1-625-125-military-fiber-cable-dual-lc-dual-lc-30m
FODLCMIL-05 | OM1 62.5/125，符合军标光缆，双LC/双LC，5.0m | 340.6491 | https://www.l-com.cn/fiber-optic-om1-625-125-military-fiber-cable-dual-lc-dual-lc-50m
FODLCMIL-10 | OM1 62.5/125，符合军标光缆，双LC/双LC，10.0m | 238.9671 | https://www.l-com.cn/fiber-optic-om1-625-125-military-fiber-cable-dual-lc-dual-lc-100m
FODLCOM2-IND-01 | OM2 50/125多模光缆，IP67防护等级，双芯LC/双芯LC，1米 | 762.4456 | https://www.l-com.cn/fiber-optic-om2-50-125-ip67-multimode-fiber-cable-dual-lc-dual-lc-10m
FODLCOM2-IND-05 | OM2 50/125多模光缆，IP67防护等级，双芯LC/双芯LC，5米 | 947.1429 | https://www.l-com.cn/fiber-optic-om2-50-125-ip67-multimode-fiber-cable-dual-lc-dual-lc-50m
FODLCOM2-IND-10 | OM2 50/125多模光缆，IP67防护等级，双芯LC/双芯LC，10米 | 888.9012 | https://www.l-com.cn/fiber-optic-om2-50-125-ip67-multimode-fiber-cable-dual-lc-dual-lc-100m
FODLCOM2MIL-01 | OM2 50/125军用级光缆，双芯LC/双芯LC，1米 | 291.5796 | https://www.l-com.cn/fiber-optic-om2-50-125-military-fiber-cable-dual-lc-dual-lc-10m
FODLCOM2MIL-02 | OM2 50/125军用级光缆，双芯LC/双芯LC，2米 | 415.9401 | https://www.l-com.cn/fiber-optic-om2-50-125-military-fiber-cable-dual-lc-dual-lc-20m
FODLCOM2MIL-03 | OM2 50/125军用级光缆，双芯LC/双芯LC，3米 | 196.8064 | https://www.l-com.cn/fiber-optic-om2-50-125-military-fiber-cable-dual-lc-dual-lc-30m
FODLCOM2MIL-05 | OM2 50/125军用级光缆，双芯LC/双芯LC，5米 | 354.2299 | https://www.l-com.cn/fiber-optic-om2-50-125-military-fiber-cable-dual-lc-dual-lc-50m
FODLCOM2MIL-10 | OM2 50/125军用级光缆，双芯LC/双芯LC，10米 | 290.202 | https://www.l-com.cn/fiber-optic-om2-50-125-military-fiber-cable-dual-lc-dual-lc-100m
FODLCOM3-IND-03 | OM3 50/125多模光缆，IP67防护等级，双芯LC/双芯LC，3米 | 871.915 | https://www.l-com.cn/fiber-optic-om3-50-125-ip67-multimode-fiber-cable-dual-lc-dual-lc-30m
FODLCOM3-IND-05 | OM3 50/125多模光缆，IP67防护等级，双芯LC/双芯LC，5米 | 764.0544 | https://www.l-com.cn/fiber-optic-om3-50-125-ip67-multimode-fiber-cable-dual-lc-dual-lc-50m
FODLCOM3-IND-10 | OM3 50/125多模光缆，IP67防护等级，双芯LC/双芯LC，10米 | 1227.2832 | https://www.l-com.cn/fiber-optic-om3-50-125-ip67-multimode-fiber-cable-dual-lc-dual-lc-100m
FODLCOM3MIL-01 | OM3 50/125 10G军用级光缆，双芯LC/双芯LC，1米 | 229.2919 | https://www.l-com.cn/fiber-optic-om3-50-125-10-gig-military-fiber-cable-dual-lc-dual-lc-10m
FODLCOM3MIL-02 | OM3 50/125 10G军用级光缆，双芯LC/双芯LC，2米 | 233.6 | https://www.l-com.cn/fiber-optic-om3-50-125-10-gig-military-fiber-cable-dual-lc-dual-lc-20m
FODLCOM3MIL-03 | OM3 50/125 10G军用级光缆，双芯LC/双芯LC，3米 | 389.5848 | https://www.l-com.cn/fiber-optic-om3-50-125-10-gig-military-fiber-cable-dual-lc-dual-lc-30m
FODLCOM3MIL-05 | OM3 50/125 10G军用级光缆，双芯LC/双芯LC，5米 | 257.7058 | https://www.l-com.cn/fiber-optic-om3-50-125-10-gig-military-fiber-cable-dual-lc-dual-lc-50m
FODLCOM3MIL-10 | OM3 50/125 10G军用级光缆，双芯LC/双芯LC，10米 | 480.9816 | https://www.l-com.cn/fiber-optic-om3-50-125-10-gig-military-fiber-cable-dual-lc-dual-lc-100m
FODLC-OM4-1 | OM4 50/125多模光缆，双LC/双LC，1.0m | 40.596 | https://www.l-com.cn/fiber-optic-om4-50-125-multimode-fiber-cable-dual-lc-dual-lc-10m
FODLC-OM4-10 | OM4 50/125多模光缆，双LC/双LC，10.0m | 94.19 | https://www.l-com.cn/fiber-optic-om4-50-125-multimode-fiber-cable-dual-lc-dual-lc-100m
FODLC-OM4-2 | OM4 50/125多模光缆，双LC/双LC，2.0m | 46.532 | https://www.l-com.cn/fiber-optic-om4-50-125-multimode-fiber-cable-dual-lc-dual-lc-20m
FODLC-OM4-3 | OM4 50/125多模光缆，双LC/双LC，3.0m | 61.57 | https://www.l-com.cn/fiber-optic-om4-50-125-multimode-fiber-cable-dual-lc-dual-lc-30m
FODLC-OM4-4 | OM4 50/125多模光缆，双LC/双LC，4.0m | 68.56 | https://www.l-com.cn/fiber-optic-om4-50-125-multimode-fiber-cable-dual-lc-dual-lc-40m
FODLC-OM4-5 | OM4 50/125多模光缆，双LC/双LC，5.0m | 75.51 | https://www.l-com.cn/fiber-optic-om4-50-125-multimode-fiber-cable-dual-lc-dual-lc-50m
FODLC-OM5-10 | OM5 50/125多模光纤光缆，双LC /双LC, 10米，OFNR Zipcord护套 | 104.8767 | https://www.l-com.cn/fiber-optic-om5-50-125-multimode-fiber-cable-dual-lc-dual-lc-10m-with-ofnr-zipcord-jacket
FODLC-OM5-5 | OM5 50/125多模光纤光缆，双LC /双LC, 5.0米，OFNR Zipcord护套 | 69.98 | https://www.l-com.cn/fiber-optic-om5-50-125-multimode-fiber-cable-dual-lc-dual-lc-50m-with-ofnr-zipcord-jacket
FODLC-OR-01 | OM1 62.5/125多模光缆，双芯LC/双芯LC，橙，1米 | 39.3867 | https://www.l-com.cn/fiber-optic-om1-625-125-multimode-fiber-cable-dual-lc-dual-lc-orange-10m
FODLC-OR-02 | OM1 62.5/125多模光缆，双芯LC/双芯LC，橙，2米 | 62.415 | https://www.l-com.cn/fiber-optic-om1-625-125-multimode-fiber-cable-dual-lc-dual-lc-orange-20m
FODLC-OR-10 | OM1 62.5/125多模光缆，双芯LC/双芯LC，橙，10米 | 66.5671 | https://www.l-com.cn/fiber-optic-om1-625-125-multimode-fiber-cable-dual-lc-dual-lc-orange-100m
FODLC-RD-01 | OM1 62.5/125多模光缆，双芯LC/双芯LC，红，1米 | 45.14 | https://www.l-com.cn/fiber-optic-om1-625-125-multimode-fiber-cable-dual-lc-dual-lc-red-10m
FODLC-RD-02 | OM1 62.5/125多模光缆，双芯LC/双芯LC，红，2米 | 47.59 | https://www.l-com.cn/fiber-optic-om1-625-125-multimode-fiber-cable-dual-lc-dual-lc-red-20m
FODLC-RD-03 | OM1 62.5/125多模光缆，双芯LC/双芯LC，红，3米 | 50.11 | https://www.l-com.cn/fiber-optic-om1-625-125-multimode-fiber-cable-dual-lc-dual-lc-red-30m
FODLC-RD-05 | OM1 62.5/125多模光缆，双芯LC/双芯LC，红，5米 | 50.89 | https://www.l-com.cn/fiber-optic-om1-625-125-multimode-fiber-cable-dual-lc-dual-lc-red-50m
FODLC-RD-10 | OM1 62.5/125多模光缆，双芯LC/双芯LC，红，10米 | 67.95 | https://www.l-com.cn/fiber-optic-om1-625-125-multimode-fiber-cable-dual-lc-dual-lc-red-100m
FODLC-UNI-01 | OM1 62.5/125多模联套光缆，双芯LC/双芯LC，1米 | 69.02 | https://www.l-com.cn/fiber-optic-om1-625-125-multimode-uniboot-fiber-cable-dual-lc-dual-lc-10m
FODLC-UNI-02 | OM1 62.5/125多模联套光缆，双芯LC/双芯LC，2米 | 71.53 | https://www.l-com.cn/fiber-optic-om1-625-125-multimode-uniboot-fiber-cable-dual-lc-dual-lc-20m
FODLC-UNI-03 | OM1 62.5/125多模联套光缆，双芯LC/双芯LC，3米 | 74.12 | https://www.l-com.cn/fiber-optic-om1-625-125-multimode-uniboot-fiber-cable-dual-lc-dual-lc-30m
FODLC-UNI-10 | OM1 62.5/125多模联套光缆，双芯LC/双芯LC，10米 | 91.92 | https://www.l-com.cn/fiber-optic-om1-625-125-multimode-uniboot-fiber-cable-dual-lc-dual-lc-100m
FODLC-YL-01 | OM1 62.5/125多模光缆，双芯LC/双芯LC，黄，1米 | 45.14 | https://www.l-com.cn/fiber-optic-om1-625-125-multimode-fiber-cable-dual-lc-dual-lc-yellow-10m
FODLC-YL-02 | OM1 62.5/125多模光缆，双芯LC/双芯LC，黄，2米 | 47.59 | https://www.l-com.cn/fiber-optic-om1-625-125-multimode-fiber-cable-dual-lc-dual-lc-yellow-20m
FODLC-YL-03 | OM1 62.5/125多模光缆，双芯LC/双芯LC，黄，3米 | 50.1 | https://www.l-com.cn/fiber-optic-om1-625-125-multimode-fiber-cable-dual-lc-dual-lc-yellow-30m
FODLC-YL-05 | OM1 62.5/125多模光缆，双芯LC/双芯LC，黄，5米 | 55.22 | https://www.l-com.cn/fiber-optic-om1-625-125-multimode-fiber-cable-dual-lc-dual-lc-yellow-50m
FODLC-YL-10 | OM1 62.5/125多模光缆，双芯LC/双芯LC，黄，10米 | 67.95 | https://www.l-com.cn/fiber-optic-om1-625-125-multimode-fiber-cable-dual-lc-dual-lc-yellow-100m
FODLC-YL-15 | OM1 62.5/125多模光缆，双芯LC/双芯LC，黄，15米 | 80.7 | https://www.l-com.cn/fiber-optic-om1-625-125-multimode-fiber-cable-dual-lc-dual-lc-yellow-150m
FODMT-LC-04 | OM1 62.5/125多模光缆，MTRJ/双芯LC，4米 | 46.0944 | https://www.l-com.cn/fiber-optic-om1-625-125-multimode-fiber-cable-mt-rj-dual-lc-40m
FODPLC-01 | OM1 62.5/125多模光缆，阻燃级，双芯LC/双芯LC，1米 | 39.64 | https://www.l-com.cn/fiber-optic-om1-625-125-multimode-plenum-fiber-cable-dual-lc-dual-lc-10
FODPLC-02 | OM1 62.5/125多模光缆，阻燃级，双芯LC/双芯LC，2米 | 50.04 | https://www.l-com.cn/fiber-optic-om1-625-125-multimode-plenum-fiber-cable-dual-lc-dual-lc-20
FODPLC-03 | OM1 62.5/125多模光缆，阻燃级，双芯LC/双芯LC，3米 | 47.8867 | https://www.l-com.cn/fiber-optic-om1-625-125-multimode-plenum-fiber-cable-dual-lc-dual-lc-30
FODPLC-05 | OM1 62.5/125多模光缆，阻燃级，双芯LC/双芯LC，5米 | 56.1333 | https://www.l-com.cn/fiber-optic-om1-625-125-multimode-plenum-fiber-cable-dual-lc-dual-lc-50
FODPLC50-01 | OM2 50/125多模光缆，阻燃级，双芯LC/双芯LC，1米 | 48.0744 | https://www.l-com.cn/fiber-optic-om2-50-125-multimode-plenum-fiber-cable-dual-lc-dual-lc-10m
FODPLC50-02 | OM2 50/125多模光缆，阻燃级，双芯LC/双芯LC，2米 | 45.9329 | https://www.l-com.cn/fiber-optic-om2-50-125-multimode-plenum-fiber-cable-dual-lc-dual-lc-20m
FODPLC50-03 | OM2 50/125多模光缆，阻燃级，双芯LC/双芯LC，3米 | 47.8867 | https://www.l-com.cn/fiber-optic-om2-50-125-multimode-plenum-fiber-cable-dual-lc-dual-lc-30m
FODPLC50-05 | OM2 50/125多模光缆，阻燃级，双芯LC/双芯LC，5米 | 67.9536 | https://www.l-com.cn/fiber-optic-om2-50-125-multimode-plenum-fiber-cable-dual-lc-dual-lc-50m
FODPMT-LC-03 | OM1 62.5/125多模光缆，阻燃级，MTRJ/双芯LC，3米 | 41.5467 | https://www.l-com.cn/fiber-optic-om1-625-125-multimode-plenum-fiber-cable-mtrj-dual-lc-30m
FODPSC-01 | OM1 62.5/125多模光缆，阻燃级，双芯SC/双芯SC，1米 | 28.9179 | https://www.l-com.cn/fiber-optic-om1-625-125-multimode-plenum-fiber-cable-dual-sc-dual-sc-10m
FODPSC-02 | OM1 62.5/125多模光缆，阻燃级，双芯SC/双芯SC，2米 | 31.5867 | https://www.l-com.cn/fiber-optic-om1-625-125-multimode-plenum-fiber-cable-dual-sc-dual-sc-20m
FODPSC-03 | OM1 62.5/125多模光缆，阻燃级，双芯SC/双芯SC，3米 | 35.71 | https://www.l-com.cn/fiber-optic-om1-625-125-multimode-plenum-fiber-cable-dual-sc-dual-sc-30m
FODPSC-05 | OM1 62.5/125多模光缆，阻燃级，双芯SC/双芯SC，5米 | 46.269 | https://www.l-com.cn/fiber-optic-om1-625-125-multimode-plenum-fiber-cable-dual-sc-dual-sc-50m
FODPSC50-01 | OM2 50/125多模光缆，阻燃级，双芯SC/双芯SC，1米 | 30.1633 | https://www.l-com.cn/fiber-optic-om2-50-125-multimode-plenum-fiber-cable-dual-sc-dual-sc-10m
FODPST-01 | OM1 62.5/125多模光缆，阻燃级，双芯ST/双芯ST，1米 | 29.4967 | https://www.l-com.cn/fiber-optic-om1-625-125-multimode-plenum-fiber-cable-dual-st-dual-st-10m
FODPST-02 | OM1 62.5/125多模光缆，阻燃级，双芯ST/双芯ST，2米 | 31.08 | https://www.l-com.cn/fiber-optic-om1-625-125-multimode-plenum-fiber-cable-dual-st-dual-st-20m
FODPST-03 | OM1 62.5/125多模光缆，阻燃级，双芯ST/双芯ST，3米 | 35.2 | https://www.l-com.cn/fiber-optic-om1-625-125-multimode-plenum-fiber-cable-dual-st-dual-st-30m
FODPST-04 | OM1 62.5/125多模光缆，阻燃级，双芯ST/双芯ST，4米 | 39.3233 | https://www.l-com.cn/fiber-optic-om1-625-125-multimode-plenum-fiber-cable-dual-st-dual-st-40m
FODPST50-01 | OM2 50/125多模光缆，阻燃级，双芯ST/双芯ST，1米 | 26.9567 | https://www.l-com.cn/fiber-optic-om2-50-125-multimode-plenum-fiber-cable-dual-st-dual-st-10m
FODPST50-03 | OM2 50/125多模光缆，阻燃级，双芯ST/双芯ST，3米 | 35.2 | https://www.l-com.cn/fiber-optic-om2-50-125-multimode-plenum-fiber-cable-dual-st-dual-st-30m
FODPST50-04 | OM2 50/125多模光缆，阻燃级，双芯ST/双芯ST，4米 | 39.3233 | https://www.l-com.cn/fiber-optic-om2-50-125-multimode-plenum-fiber-cable-dual-st-dual-st-40m
FODSC-01 | OM1 62.5/125多模光缆，双SC/双SC，1.0m | 29.265 | https://www.l-com.cn/fiber-optic-om1-625-125-multimode-fiber-cable-dual-sc-dual-sc-10m
FODSC-02 | OM1 62.5/125多模光缆，双SC/双SC，2.0m | 31.785 | https://www.l-com.cn/fiber-optic-om1-625-125-multimode-fiber-cable-dual-sc-dual-sc-20m
FODSC-03 | OM1 62.5/125多模光缆，双SC/双SC，3.0m | 36.3173 | https://www.l-com.cn/fiber-optic-om1-625-125-multimode-fiber-cable-dual-sc-dual-sc-30m
FODSC-05 | OM1 62.5/125多模光缆，双SC/双SC，5.0m | 39.43 | https://www.l-com.cn/fiber-optic-om1-625-125-multimode-fiber-cable-dual-sc-dual-sc-50m
FODSC-10 | OM1 62.5/125多模光缆，双SC/双SC，10.0m | 52.17 | https://www.l-com.cn/fiber-optic-om1-625-125-multimode-fiber-cable-dual-sc-dual-sc-100m
FODSC-10G-01 | OM3 50/125，10Gig多模光缆，双SC/双SC，1.0m | 31.29 | https://www.l-com.cn/fiber-optic-om3-50-125-10-gig-multimode-fiber-cable-dual-sc-dual-sc-10m
FODSC-10G-02 | OM3 50/125，10Gig多模光缆，双SC/双SC，2.0m | 35.83 | https://www.l-com.cn/fiber-optic-om3-50-125-10-gig-multimode-fiber-cable-dual-sc-dual-sc-20m
FODSC-10G-05 | OM3 50/125，10Gig多模光缆，双SC/双SC，5.0m | 64.376 | https://www.l-com.cn/fiber-optic-om3-50-125-10-gig-multimode-fiber-cable-dual-sc-dual-sc-50m
FODSC-20 | OM1 62.5/125多模光缆，双SC/双SC，20.0m | 77.51 | https://www.l-com.cn/fiber-optic-om1-625-125-multimode-fiber-cable-dual-sc-dual-sc-200m
FODSC50-01 | OM2 50/125,多模光纤跳线, 双SC/双SC, 1.0 m | 25.56 | https://www.l-com.cn/fiber-optic-om2-50-125-multimode-fiber-optic-cable-dual-sc-dual-sc-10m
FODSC50-02 | OM2 50/125,多模光纤跳线, 双SC/双SC, 2.0 m | 27.77 | https://www.l-com.cn/fiber-optic-om2-50-125-multimode-fiber-optic-cable-dual-sc-dual-sc-20m
FODSC50-03 | OM2 50/125,多模光纤跳线, 双SC/双SC, 3.0 m | 34.345 | https://www.l-com.cn/fiber-optic-om2-50-125-multimode-fiber-optic-cable-dual-sc-dual-sc-30m
FODSC50-04 | OM2 50/125,多模光纤跳线, 双SC/双SC, 4.0 m | 32.22 | https://www.l-com.cn/fiber-optic-om2-50-125-multimode-fiber-optic-cable-dual-sc-dual-sc-40m
FODSC50-05 | OM2 50/125,多模光纤跳线, 双SC/双SC, 5.0 m | 39.43 | https://www.l-com.cn/fiber-optic-om2-50-125-multimode-fiber-optic-cable-dual-sc-dual-sc-50m
FODSC50-10 | OM2 50/125,多模光纤跳线, 双SC/双SC, 10.0 m | 45.54 | https://www.l-com.cn/fiber-optic-om2-50-125-multimode-fiber-optic-cable-dual-sc-dual-sc-100m
FODSC50-LC-01 | OM2 50/125,多模光纤跳线, 双SC/双LC, 1.0 m | 33.89 | https://www.l-com.cn/fiber-optic-om2-50-125-multimode-fiber-cable-dual-sc-dual-lc-10m
FODSC50-LC-02 | OM2 50/125,多模光纤跳线, 双SC/双LC, 2.0 m | 40.4025 | https://www.l-com.cn/fiber-optic-om2-50-125-multimode-fiber-cable-dual-sc-dual-lc-20m
FODSC50-LC-03 | OM2 50/125,多模光纤跳线, 双SC/双LC, 3.0 m | 36.09 | https://www.l-com.cn/fiber-optic-om2-50-125-multimode-fiber-cable-dual-sc-dual-lc-30m
FODSC50-LC-04 | OM2 50/125,多模光纤跳线, 双SC/双LC, 4.0 m | 43.87 | https://www.l-com.cn/fiber-optic-om2-50-125-multimode-fiber-cable-dual-sc-dual-lc-40m
FODSC50-LC-05 | OM2 50/125,多模光纤跳线, 双SC/双LC, 5.0 m | 40.53 | https://www.l-com.cn/fiber-optic-om2-50-125-multimode-fiber-cable-dual-sc-dual-lc-50m
FODSC-BL-02 | OM1 62.5/125多模光缆，双芯SC/双芯SC，蓝，2米 | 53.46 | https://www.l-com.cn/fiber-optic-om1-625-125-multimode-fiber-cable-dual-sc-dual-sc-blue-20m
FODSC-BL-15 | OM1 62.5/125多模光缆，双芯SC/双芯SC，蓝，15米 | 63.4615 | https://www.l-com.cn/fiber-optic-om1-625-125-multimode-fiber-cable-dual-sc-dual-sc-blue-150m
FODSC-LC-01 | OM1 62.5/125,多模光纤跳线, 双SC/双LC, 1.0 m | 36.23 | https://www.l-com.cn/fiber-optic-om1-625-125-multimode-fiber-cable-dual-sc-dual-lc-10m
FODSC-LC-02 | OM1 62.5/125,多模光纤跳线, 双SC/双LC, 2.0 m | 38.76 | https://www.l-com.cn/fiber-optic-om1-625-125-multimode-fiber-cable-dual-sc-dual-lc-20m
FODSC-LC-03 | OM1 62.5/125,多模光纤跳线, 双SC/双LC, 3.0 m | 41.29 | https://www.l-com.cn/fiber-optic-om1-625-125-multimode-fiber-cable-dual-sc-dual-lc-30m
FODSC-LC-04 | OM162.5/125,多模光纤跳线, 双SC/双LC, 4.0 m | 43.86 | https://www.l-com.cn/fiber-optic-om1-625-125-multimode-fiber-cable-dual-sc-dual-lc-40m
FODSC-LC-05 | OM162.5/125,多模光纤跳线, 双SC/双LC, 5.0 m | 46.39 | https://www.l-com.cn/fiber-optic-om1-625-125-multimode-fiber-cable-dual-sc-dual-lc-50m
FODSC-LC10G-01 | OM3 50/125 10G多模光缆，双芯SC/双芯LC，1米 | 33.4267 | https://www.l-com.cn/fiber-optic-om3-50-125-10-gig-multimode-fiber-cable-dual-sc-dual-lc-10m
FODSC-LC10G-02 | OM3 50/125 10G多模光缆，双芯SC/双芯LC，2米 | 37.42 | https://www.l-com.cn/fiber-optic-om3-50-125-10-gig-multimode-fiber-cable-dual-sc-dual-lc-20m
FODSC-LC10G-03 | OM3 50/125 10G多模光缆，双芯SC/双芯LC，3米 | 41.4167 | https://www.l-com.cn/fiber-optic-om3-50-125-10-gig-multimode-fiber-cable-dual-sc-dual-lc-30m
FODSC-LC10G-04 | OM3 50/125 10G多模光缆，双芯SC/双芯LC，4米 | 47.57 | https://www.l-com.cn/fiber-optic-om3-50-125-10-gig-multimode-fiber-cable-dual-sc-dual-lc-40m
FODSC-LC10G-05 | OM3 50/125 10G多模光缆，双芯SC/双芯LC，5米 | 49.41 | https://www.l-com.cn/fiber-optic-om3-50-125-10-gig-multimode-fiber-cable-dual-sc-dual-lc-50m
FODSC-LCOM5-5 | OM5 50/125 多模光纤光缆，双 SC / 双 LC，5.0m 带 OFNR Zipcord 护套 | 63.22 | https://www.l-com.cn/fiber-optic-om5-50-125-multimode-fiber-cable-dual-sc-dual-lc-50m-with-ofnr-zipcord-jacket
FODSCMIL-01 | OM1 62.5/125,多模军用光纤跳线,双SC/双SC,1.0 m | 88.7 | https://www.l-com.cn/fiber-optic-om1-625-125-military-fiber-cable-dual-sc-dual-sc-10m
FODSCMIL-02 | OM162.5/125,多模军用光纤跳线,双SC/双SC,2.0 m | 111.256 | https://www.l-com.cn/fiber-optic-om1-625-125-military-fiber-cable-dual-sc-dual-sc-20m
FODSCMIL-03 | OM1 62.5/125,多模军用光纤跳线,双SC/双SC,3.0 m | 105.5454 | https://www.l-com.cn/fiber-optic-om1-625-125-military-fiber-cable-dual-sc-dual-sc-30m
FODSCOM2MIL-02 | OM2 50/125军用级光缆，双芯SC/双芯SC，2米 | 299.6136 | https://www.l-com.cn/fiber-optic-om2-50-125-military-fiber-cable-dual-sc-dual-sc-20m
FODSC-OM5-10 | OM5 50/125 多模光纤光缆，双 SC/双 SC，10m，带 OFNR Zipcord 护套 | 92.8567 | https://www.l-com.cn/fiber-optic-om5-50-125-multimode-fiber-cable-dual-sc-dual-sc-100m-with-ofnr-zipcord-jacket
FODSC-OM5-5 | OM5 50/125 多模光纤光缆，双 SC/双 SC，5.0m，带 OFNR Zipcord 护套 | 57.96 | https://www.l-com.cn/fiber-optic-om5-50-125-multimode-fiber-cable-dual-sc-dual-sc-50m-with-ofnr-zipcord-jacket
FODSC-OR-01 | OM1 62.5/125多模光缆，双芯SC/双芯SC，橙，1米 | 26.63 | https://www.l-com.cn/fiber-optic-om1-625-125-multimode-fiber-cable-dual-sc-dual-sc-orange-10m
FODSC-OR-15 | OM1 62.5/125多模光缆，双芯SC/双芯SC，橙，15米 | 56.96 | https://www.l-com.cn/fiber-optic-om1-625-125-multimode-fiber-cable-dual-sc-dual-sc-orange-150m
FODSC-RD-02 | OM1 62.5/125多模光缆，双芯SC/双芯SC，红，2米 | 33.675 | https://www.l-com.cn/fiber-optic-om1-625-125-multimode-fiber-cable-dual-sc-dual-sc-red-20m
FODST-10G-01 | OM3 50/125，10Gig多模光缆，双ST/双ST，1.0m | 30.75 | https://www.l-com.cn/fiber-optic-om3-50-125-10-gig-multimode-fiber-cable-dual-st-dual-st-10m
FODST-10G-03 | OM3 50/125，10Gig多模光缆，双ST/双ST，3.0m | 39.89 | https://www.l-com.cn/fiber-optic-om3-50-125-10-gig-multimode-fiber-cable-dual-st-dual-st-30m
FODST50-LC-01 | OM2 50/125多模光缆，双ST/双LC，1.0m | 31.5216 | https://www.l-com.cn/fiber-optic-om2-50-125-multimode-fiber-cable-dual-st-dual-lc-10m
FODST50-LC-02 | OM2 50/125多模光缆，双ST/双LC，2.0m | 38.56 | https://www.l-com.cn/fiber-optic-om2-50-125-multimode-fiber-cable-dual-st-dual-lc-20m
FODST50-LC-03 | OM2 50/125多模光缆，双ST/双LC，3.0m | 41.01 | https://www.l-com.cn/fiber-optic-om2-50-125-multimode-fiber-cable-dual-st-dual-lc-30m
FODST50-LC-04 | OM2 50/125多模光缆，双ST/双LC，4.0m | 43.54 | https://www.l-com.cn/fiber-optic-om2-50-125-multimode-fiber-cable-dual-st-dual-lc-40m
FODST50-LC-05 | OM2 50/125多模光缆，双ST/双LC，5.0m | 40.275 | https://www.l-com.cn/fiber-optic-om2-50-125-multimode-fiber-cable-dual-st-dual-lc-50m
FODST50-MT-02 | OM2 50/125多模光缆，双芯ST/MTRJ，2米 | 33.15 | https://www.l-com.cn/fiber-optic-om2-50-125-multimode-fiber-cable-dual-st-mt-rj-20m
FODST50-SC-01 | OM2 50/125多模光缆，双ST/双SC，1.0m | 28.94 | https://www.l-com.cn/fiber-optic-om2-50-125-multimode-fiber-cable-dual-st-dual-sc-10m
FODST50-SC-02 | OM2 50/125多模光缆，双ST/双SC，2.0m | 32.1188 | https://www.l-com.cn/fiber-optic-om2-50-125-multimode-fiber-cable-dual-st-dual-sc-20m
FODST50-SC-03 | OM2 50/125多模光缆，双ST/双SC，3.0m | 29.745 | https://www.l-com.cn/fiber-optic-om2-50-125-multimode-fiber-cable-dual-st-dual-sc-30m
FODST50-SC-05 | OM2 50/125多模光缆，双ST/双SC，5.0m | 34.185 | https://www.l-com.cn/fiber-optic-om2-50-125-multimode-fiber-cable-dual-st-dual-sc-50m
FODST50-SC-10 | OM2 50/125多模光缆，双ST/双SC，10.0m | 51.85 | https://www.l-com.cn/fiber-optic-om2-50-125-multimode-fiber-cable-dual-st-dual-sc-100m
FODST50-SC-15 | OM2 50/125多模光缆，双ST/双SC，15.0m | 68.2704 | https://www.l-com.cn/fiber-optic-om2-50-125-multimode-fiber-cable-dual-st-dual-sc-150m
FODST-BL-01 | OM1 62.5/125多模光缆，双芯ST/双芯ST，蓝，1米 | 28.665 | https://www.l-com.cn/fiber-optic-om1-625-125-multimode-fiber-cable-dual-st-dual-st-blue-10m
FODST-BL-02 | OM1 62.5/125多模光缆，双芯ST/双芯ST，蓝，2米 | 40.547 | https://www.l-com.cn/fiber-optic-om1-625-125-multimode-fiber-cable-dual-st-dual-st-blue-20m
FODSTC-01 | OM1 62.5/125,多模光纤跳线, 双ST/双ST, 1.0 m | 25.93 | https://www.l-com.cn/fiber-optic-om1-625-125-multimode-fiber-cable-dual-st-dual-st-10m
FODSTC-02 | OM1 62.5/125,多模光纤跳线, 双ST/双ST, 2.0 m | 33.0264 | https://www.l-com.cn/fiber-optic-om1-625-125-multimode-fiber-cable-dual-st-dual-st-20m
FODSTC-03 | OM1 62.5/125,多模光纤跳线, 双ST/双ST, 3.0 m | 33.74 | https://www.l-com.cn/fiber-optic-om1-625-125-multimode-fiber-cable-dual-st-dual-st-30m
FODSTC-05 | OM1 62.5/125,多模光纤跳线, 双ST/双ST, 5.0 m | 38.83 | https://www.l-com.cn/fiber-optic-om1-625-125-multimode-fiber-cable-dual-st-dual-st-50m
FODSTC-10 | OM1 62.5/125,多模光纤跳线, 双ST/双ST, 10.0 m | 51.58 | https://www.l-com.cn/fiber-optic-om1-625-125-multimode-fiber-cable-dual-st-dual-st-100m
FODSTC-15 | OM1 62.5/125,多模光纤跳线, 双ST/双ST, 15.0 m | 54.665 | https://www.l-com.cn/fiber-optic-om1-625-125-multimode-fiber-cable-dual-st-dual-st-150m
FODSTC-20 | OM1 62.5/125,多模光纤跳线, 双ST/双ST, 20.0 m | 76.91 | https://www.l-com.cn/fiber-optic-om1-625-125-multimode-fiber-cable-dual-st-dual-st-200m
FODSTC-30 | OM1 62.5/125,多模光纤跳线, 双ST/双ST, 30.0 m | 86.6663 | https://www.l-com.cn/fiber-optic-om1-625-125-multimode-fiber-cable-dual-st-dual-st-300m
FODSTC-35 | OM1 62.5/125,多模光纤跳线, 双ST/双ST, 35.0 m | 115.08 | https://www.l-com.cn/fiber-optic-om1-625-125-multimode-fiber-cable-dual-st-dual-st-350m
FODSTC-50 | OM1 62.5/125多模光缆，双芯ST/双芯ST，50米 | 133.83 | https://www.l-com.cn/fiber-optic-om1-625-125-multimode-fiber-cable-dual-st-dual-st-500m
FODSTC50-01 | OM2 50/125多模光缆，双ST/双ST，1.0m | 25.054 | https://www.l-com.cn/fiber-optic-om2-50-125-multimode-fiber-optic-cable-dual-st-dual-st-10m
FODSTC50-02 | OM2 50/125多模光缆，双ST/双ST，2.0m | 31.19 | https://www.l-com.cn/fiber-optic-om2-50-125-multimode-fiber-optic-cable-dual-st-dual-st-20m
FODSTC50-03 | OM2 50/125多模光缆，双ST/双ST，3.0m | 29.475 | https://www.l-com.cn/fiber-optic-om2-50-125-multimode-fiber-optic-cable-dual-st-dual-st-30m
FODSTC50-04 | OM2 50/125多模光缆，双ST/双ST，4.0m | 31.715 | https://www.l-com.cn/fiber-optic-om2-50-125-multimode-fiber-optic-cable-dual-st-dual-st-40m
FODSTC50-05 | OM2 50/125多模光缆，双ST/双ST，5.0m | 33.934 | https://www.l-com.cn/fiber-optic-om2-50-125-multimode-fiber-optic-cable-dual-st-dual-st-50m
FODSTC50-10 | OM2 50/125多模光缆，双ST/双ST，10.0m | 45.032 | https://www.l-com.cn/fiber-optic-om2-50-125-multimode-fiber-optic-cable-dual-st-dual-st-100m
FODSTC50-15 | OM2 50/125多模光缆，双ST/双ST，15.0m | 56.1325 | https://www.l-com.cn/fiber-optic-om2-50-125-multimode-fiber-optic-cable-dual-st-dual-st-150m
FODSTC50-20 | OM2 50/125多模光缆，双ST/双ST，20.0m | 67.2325 | https://www.l-com.cn/fiber-optic-om2-50-125-multimode-fiber-optic-cable-dual-st-dual-st-200m
FODSTC50-30 | OM2 50/125多模光缆，双芯ST/双芯ST，30米 | 89.43 | https://www.l-com.cn/fiber-optic-om2-50-125-multimode-fiber-optic-cable-dual-st-dual-st-300m
FODST-GR-01 | OM1 62.5/125多模光缆，双芯ST/双芯ST，绿，1米 | 28.665 | https://www.l-com.cn/fiber-optic-om1-625-125-multimode-fiber-cable-dual-st-dual-st-green-10m
FODST-GR-02 | OM1 62.5/125多模光缆，双芯ST/双芯ST，绿，2米 | 31.19 | https://www.l-com.cn/fiber-optic-om1-625-125-multimode-fiber-cable-dual-st-dual-st-green-20m
FODST-LC-01 | OM1 62.5/125,多模光纤跳线, 双ST/双LC, 1.0 m | 38.91 | https://www.l-com.cn/fiber-optic-om1-625-125-multimode-fiber-cable-dual-st-dual-lc-10m
FODST-LC-02 | OM1 62.5/125,多模光纤跳线, 双ST/双LC, 2.0 m | 33.6426 | https://www.l-com.cn/fiber-optic-om1-625-125-multimode-fiber-cable-dual-st-dual-lc-20m
FODST-LC-03 | OM1 62.5/125,多模光纤跳线, 双ST/双LC, 3.0 m | 41.01 | https://www.l-com.cn/fiber-optic-om1-625-125-multimode-fiber-cable-dual-st-dual-lc-30m
FODST-LC-04 | OM1 62.5/125,多模光纤跳线, 双ST/双LC, 4.0 m | 43.54 | https://www.l-com.cn/fiber-optic-om1-625-125-multimode-fiber-cable-dual-st-dual-lc-40m
FODST-LC-05 | OM1 62.5/125,多模光纤跳线, 双ST/双LC, 5.0 m | 48.7872 | https://www.l-com.cn/fiber-optic-om1-625-125-multimode-fiber-cable-dual-st-dual-lc-50m
FODST-LC10G-01 | OM3 50/125 10G多模光缆，双芯ST/双芯LC，1米 | 40.2336 | https://www.l-com.cn/fiber-optic-om3-50-125-10-gig-multimode-fiber-cable-dual-st-dual-lc-10m
FODST-LC10G-02 | OM3 50/125 10G多模光缆，双芯ST/双芯LC，2米 | 37.1667 | https://www.l-com.cn/fiber-optic-om3-50-125-10-gig-multimode-fiber-cable-dual-st-dual-lc-20m
FODST-LC10G-03 | OM3 50/125 10G多模光缆，双芯ST/双芯LC，3米 | 41.1633 | https://www.l-com.cn/fiber-optic-om3-50-125-10-gig-multimode-fiber-cable-dual-st-dual-lc-30m
FODST-LC10G-04 | OM3 50/125 10G多模光缆，双芯ST/双芯LC，4米 | 52.02 | https://www.l-com.cn/fiber-optic-om3-50-125-10-gig-multimode-fiber-cable-dual-st-dual-lc-40m
FODST-LC10G-05 | OM3 50/125 10G多模光缆，双芯ST/双芯LC，5米 | 56.27 | https://www.l-com.cn/fiber-optic-om3-50-125-10-gig-multimode-fiber-cable-dual-st-dual-lc-50m
FODSTMIL-01 | OM1 62.5/125，符合军标光缆，双ST/双ST，1.0m | 525.8211 | https://www.l-com.cn/fiber-optic-om1-625-125-military-fiber-cable-dual-st-dual-st-10m
FODSTMIL-02 | OM1 62.5/125，符合军标光缆，双ST/双ST，2.0m | 697.9556 | https://www.l-com.cn/fiber-optic-om1-625-125-military-fiber-cable-dual-st-dual-st-20m
FODSTMIL-03 | OM1 62.5/125，符合军标光缆，双ST/双ST，3.0m | 710.5824 | https://www.l-com.cn/fiber-optic-om1-625-125-military-fiber-cable-dual-st-dual-st-30m
FODSTMIL-05 | OM1 62.5/125，符合军标光缆，双ST/双ST，5.0m | 805.3848 | https://www.l-com.cn/fiber-optic-om1-625-125-military-fiber-cable-dual-st-dual-st-50m
FODSTMIL-10 | OM1 62.5/125，符合军标光缆，双ST/双ST，10.0m | 800.0058 | https://www.l-com.cn/fiber-optic-om1-625-125-military-fiber-cable-dual-st-dual-st-100m
FODST-MT-01 | OM1 62.5/125多模光缆，双芯ST/MTRJ，1米 | 25.7322 | https://www.l-com.cn/fiber-optic-om1-625-125-multimode-fiber-cable-dual-st-mt-rj-10m
FODST-MT-02 | OM1 62.5/125多模光缆，双芯ST/MTRJ，2米 | 31.19 | https://www.l-com.cn/fiber-optic-om1-625-125-multimode-fiber-cable-dual-st-mt-rj-20m
FODST-MT-03 | OM1 62.5/125多模光缆，双芯ST/MTRJ，3米 | 37.5284 | https://www.l-com.cn/fiber-optic-om1-625-125-multimode-fiber-cable-dual-st-mt-rj-30m
FODST-MT-05 | OM1 62.5/125多模光缆，双芯ST/MTRJ，5米 | 38.83 | https://www.l-com.cn/fiber-optic-om1-625-125-multimode-fiber-cable-dual-st-mt-rj-50m
FODSTOM2MIL-01 | OM2 50/125军用级光缆，双芯ST/双芯ST，1米 | 558.0514 | https://www.l-com.cn/fiber-optic-om2-50-125-military-fiber-cable-dual-st-dual-st-10m
FODSTOM2MIL-03 | OM2 50/125军用级光缆，双芯ST/双芯ST，3米 | 592.5094 | https://www.l-com.cn/fiber-optic-om2-50-125-military-fiber-cable-dual-st-dual-st-30m
FODSTOM3MIL-03 | OM3 50/125 10G军用级光缆，双芯ST/双芯ST，3米 | 713.5603 | https://www.l-com.cn/fiber-optic-om3-50-125-10-gig-military-fiber-cable-dual-st-dual-st-30m
FODST-OR-01 | OM1 62.5/125多模光缆，双芯ST/双芯ST，橙，1米 | 25.6233 | https://www.l-com.cn/fiber-optic-om1-625-125-multimode-fiber-cable-dual-st-dual-st-orange-10m
FODST-OR-02 | OM1 62.5/125多模光缆，双芯ST/双芯ST，橙，2米 | 31.21 | https://www.l-com.cn/fiber-optic-om1-625-125-multimode-fiber-cable-dual-st-dual-st-orange-20m
FODST-OR-03 | OM1 62.5/125多模光缆，双芯ST/双芯ST，橙，3米 | 33.7533 | https://www.l-com.cn/fiber-optic-om1-625-125-multimode-fiber-cable-dual-st-dual-st-orange-30m
FODST-OR-10 | OM1 62.5/125多模光缆，双芯ST/双芯ST，橙，10米 | 51.57 | https://www.l-com.cn/fiber-optic-om1-625-125-multimode-fiber-cable-dual-st-dual-st-orange-100m
FODST-OR-15 | OM1 62.5/125多模光缆，双芯ST/双芯ST，橙，15米 | 57.4 | https://www.l-com.cn/fiber-optic-om1-625-125-multimode-fiber-cable-dual-st-dual-st-orange-150m
FODST-RD-01 | OM1 62.5/125多模光缆，双芯ST/双芯ST，红，1米 | 28.66 | https://www.l-com.cn/fiber-optic-om1-625-125-multimode-fiber-cable-dual-st-dual-st-red-10m
FODST-RD-02 | OM1 62.5/125多模光缆，双芯ST/双芯ST，红，2米 | 31.21 | https://www.l-com.cn/fiber-optic-om1-625-125-multimode-fiber-cable-dual-st-dual-st-red-20m
FODST-RD-10 | OM1 62.5/125多模光缆，双芯ST/双芯ST，红，10米 | 51.57 | https://www.l-com.cn/fiber-optic-om1-625-125-multimode-fiber-cable-dual-st-dual-st-red-100m
FODST-SC-01 | OM1 62.5/125多模光缆，双ST/双SC，1.0m | 28.955 | https://www.l-com.cn/fiber-optic-om1-625-125-multimode-fiber-cable-dual-st-dual-sc-10m
FODST-SC-02 | OM1 62.5/125多模光缆，双ST/双SC，2.0m | 31.49 | https://www.l-com.cn/fiber-optic-om1-625-125-multimode-fiber-cable-dual-st-dual-sc-20m
FODST-SC-03 | OM1 62.5/125多模光缆，双ST/双SC，3.0m | 34.045 | https://www.l-com.cn/fiber-optic-om1-625-125-multimode-fiber-cable-dual-st-dual-sc-30m
FODST-SC-04 | OM1 62.5/125多模光缆，双ST/双SC，4.0m | 36.59 | https://www.l-com.cn/fiber-optic-om1-625-125-multimode-fiber-cable-dual-st-dual-sc-40m
FODST-SC-05 | OM1 62.5/125多模光缆，双ST/双SC，5.0m | 39.16 | https://www.l-com.cn/fiber-optic-om1-625-125-multimode-fiber-cable-dual-st-dual-sc-50m
FODST-SC-10 | OM1 62.5/125多模光缆，双ST/双SC，10.0m | 51.85 | https://www.l-com.cn/fiber-optic-om1-625-125-multimode-fiber-cable-dual-st-dual-sc-100m
FODST-YL-02 | OM1 62.5/125多模光缆，双芯ST/双芯ST，黄，2米 | 31.19 | https://www.l-com.cn/fiber-optic-om1-625-125-multimode-fiber-cable-dual-st-dual-st-yellow-20m
FODST-YL-05 | OM1 62.5/125多模光缆，双芯ST/双芯ST，黄，5米 | 38.83 | https://www.l-com.cn/fiber-optic-om1-625-125-multimode-fiber-cable-dual-st-dual-st-yellow-50m
FODU-HFBR-.3 | 双工HFBR塑料光缆，0.3米 | 67.47 | https://www.l-com.cn/fiber-optic-duplex-hfbr-plastic-fiber-optic-cable-03m
FODU-HFBR-.5 | 双工HFBR塑料光缆，0.5米 | 74.76 | https://www.l-com.cn/fiber-optic-duplex-hfbr-plastic-fiber-optic-cable-05m
FODU-HFBR-1 | 双工HFBR塑料光缆，1米 | 70.9908 | https://www.l-com.cn/fiber-optic-duplex-hfbr-plastic-fiber-optic-cable-10m
FODU-HFBRL-.5 | 自锁式双工HFBR塑料光缆，0.5米 | 62.09 | https://www.l-com.cn/fiber-optic-duplex-latching-hfbr-plastic-fiber-optic-cable-05m
FODULC-OM3-1M | OM3/OM4 50/125多模光缆，双芯ULC/双芯ULC，1米 | 112.3056 | https://www.l-com.cn/fiber-optic-om3-om4-50-125-multimode-fiber-optic-cable-dual-ulc-dual-ulc-10m
FODULC-OM3-2M | OM3/OM4 50/125多模光缆，双芯ULC/双芯ULC，2米 | 119.0376 | https://www.l-com.cn/fiber-optic-om3-om4-50-125-multimode-fiber-optic-cable-dual-ulc-dual-ulc-20m
FODULC-OM3-3M | OM3/OM4 50/125多模光缆，双芯ULC/双芯ULC，3米 | 125.7696 | https://www.l-com.cn/fiber-optic-om3-om4-50-125-multimode-fiber-optic-cable-dual-ulc-dual-ulc-30m
FODULC-OM3-4M | OM3/OM4 50/125多模光缆，双芯ULC/双芯ULC，4米 | 132.5016 | https://www.l-com.cn/fiber-optic-om3-om4-50-125-multimode-fiber-optic-cable-dual-ulc-dual-ulc-40m
FODULC-OM3-5M | OM3/OM4 50/125多模光缆，双芯ULC/双芯ULC，5米 | 139.2336 | https://www.l-com.cn/fiber-optic-om3-om4-50-125-multimode-fiber-optic-cable-dual-ulc-dual-ulc-50m
FODULC-OM3-6M | OM3/OM4 50/125多模光缆，双芯ULC/双芯ULC，6米 | 144.8751 | https://www.l-com.cn/fiber-optic-om3-om4-50-125-multimode-fiber-optic-cable-dual-ulc-dual-ulc-60m
FODULC-OM3-7M | OM3/OM4 50/125多模光缆，双芯ULC/双芯ULC，7米 | 152.6976 | https://www.l-com.cn/fiber-optic-om3-om4-50-125-multimode-fiber-optic-cable-dual-ulc-dual-ulc-70m
FODULC-SNG-1M | 9/125，单模光缆，双ULC/双ULC，1.0m | 139.0136 | https://www.l-com.cn/fiber-optic-9-125-singlemode-fiber-optic-cable-dual-ulc-dual-ulc-10m
FODULC-SNG-2M | 9/125，单模光缆，双ULC/双ULC，2.0m | 138.996 | https://www.l-com.cn/fiber-optic-9-125-singlemode-fiber-optic-cable-dual-ulc-dual-ulc-20m
FODULC-SNG-3M | 9/125，单模光缆，双ULC/双ULC，3.0m | 142.3224 | https://www.l-com.cn/fiber-optic-9-125-singlemode-fiber-optic-cable-dual-ulc-dual-ulc-30m
FODULC-SNG-5M | 9/125，单模光缆，双ULC/双ULC，5.0m | 148.9752 | https://www.l-com.cn/fiber-optic-9-125-singlemode-fiber-optic-cable-dual-ulc-dual-ulc-50m
FODULC-SNG-6M | 9/125，单模光缆，双ULC/双ULC，6.0m | 136.3428 | https://www.l-com.cn/fiber-optic-9-125-singlemode-fiber-optic-cable-dual-ulc-dual-ulc-60m
FODULC-SNG-7M | 9/125，单模光缆，双ULC/双ULC，7.0m | 155.628 | https://www.l-com.cn/fiber-optic-9-125-singlemode-fiber-optic-cable-dual-ulc-dual-ulc-70m
FODZFC-02 | OM1 62.5/125，多模LSZH光缆，双FC/双FC，2.0m | 52.01 | https://www.l-com.cn/fiber-optic-om1-625-125-multimode-low-smoke-zero-halogen-fiber-cable-dual-fc-dual-fc-20m
FODZFC-03 | OM1 62.5/125，多模LSZH光缆，双FC/双FC，3.0m | 37.0995 | https://www.l-com.cn/fiber-optic-om1-625-125-multimode-low-smoke-zero-halogen-fiber-cable-dual-fc-dual-fc-30m
FODZFC-05 | OM1 62.5/125，多模LSZH光缆，双FC/双FC，5.0m | 43.13 | https://www.l-com.cn/fiber-optic-om1-625-125-multimode-low-smoke-zero-halogen-fiber-cable-dual-fc-dual-fc-50m
FODZFC50-01 | OM2 50/125多模LSZH光缆，双FC/双FC，1.0m | 32.8533 | https://www.l-com.cn/fiber-optic-om2-50-125-multimode-lszh-fiber-cable-dual-fc-dual-fc-10m
FODZLC-01 | OM1 62.5/125，多模LSZH光缆，双LC/双LC，1.0m | 37.93 | https://www.l-com.cn/fiber-optic-om1-625-125-multimode-low-smoke-zero-halogen-fiber-cable-dual-lc-dual-lc-10m
FODZLC-02 | OM1 62.5/125，多模LSZH光缆，双LC/双LC，2.0m | 40.34 | https://www.l-com.cn/fiber-optic-om1-625-125-multimode-low-smoke-zero-halogen-fiber-cable-dual-lc-dual-lc-20m
FODZLC-03 | OM1 62.5/125，多模LSZH光缆，双LC/双LC，3.0m | 42.7492 | https://www.l-com.cn/fiber-optic-om1-625-125-multimode-low-smoke-zero-halogen-fiber-cable-dual-lc-dual-lc-30m
FODZLC50-01 | OM2 50/125多模LSZH光缆，双LC/双LC，1.0m | 37.93 | https://www.l-com.cn/fiber-optic-om2-50-125-multimode-lszh-fiber-cable-dual-lc-dual-lc-10m
FODZLC50-02 | OM2 50/125多模LSZH光缆，双LC/双LC，2.0m | 40.7233 | https://www.l-com.cn/fiber-optic-om2-50-125-multimode-lszh-fiber-cable-dual-lc-dual-lc-20m
FODZLC50-03 | OM2 50/125多模LSZH光缆，双LC/双LC，3.0m | 42.91 | https://www.l-com.cn/fiber-optic-om2-50-125-multimode-lszh-fiber-cable-dual-lc-dual-lc-30m
FODZLC50-05 | OM2 50/125多模LSZH光缆，双LC/双LC，5.0m | 54.49 | https://www.l-com.cn/fiber-optic-om2-50-125-multimode-lszh-fiber-cable-dual-lc-dual-lc-50m
FODZLC-CL-01 | OM1 62.5/125多模联夹式低烟无卤光缆，双芯LC/双芯LC，1米 | 45.34 | https://www.l-com.cn/fiber-optic-om1-625-125-multimode-low-smoke-zero-halogen-clipped-fiber-cable-dual-lc-dual-lc-10m
FODZLC-CL-03 | OM1 62.5/125多模联夹式低烟无卤光缆，双芯LC/双芯LC，3米 | 50.84 | https://www.l-com.cn/fiber-optic-om1-625-125-multimode-low-smoke-zero-halogen-clipped-fiber-cable-dual-lc-dual-lc-30m
FODZLC-CL-04 | OM1 62.5/125多模联夹式低烟无卤光缆，双芯LC/双芯LC，4米 | 53.56 | https://www.l-com.cn/fiber-optic-om1-625-125-multimode-low-smoke-zero-halogen-clipped-fiber-cable-dual-lc-dual-lc-40m
FODZLC-CL-05 | OM1 62.5/125多模联夹式低烟无卤光缆，双芯LC/双芯LC，5米 | 56.35 | https://www.l-com.cn/fiber-optic-om1-625-125-multimode-low-smoke-zero-halogen-clipped-fiber-cable-dual-lc-dual-lc-50m
FODZLCCL-OM2-05 | OM2 50/125多模联夹式低烟无卤光缆，双芯LC/双芯LC，0.5米 | 43.92 | https://www.l-com.cn/fiber-optic-om2-50-125-multimode-clipped-lszh-fiber-cable-dual-lc-dual-lc-05m
FODZLCCL-OM2-1 | OM2 50/125多模联夹式低烟无卤光缆，双芯LC/双芯LC，1米 | 45.32 | https://www.l-com.cn/fiber-optic-om2-50-125-multimode-clipped-lszh-fiber-cable-dual-lc-dual-lc-10m
FODZLCCL-OM2-10 | OM2 50/125多模联夹式低烟无卤光缆，双芯LC/双芯LC，10米 | 70.14 | https://www.l-com.cn/fiber-optic-om2-50-125-multimode-clipped-lszh-fiber-cable-dual-lc-dual-lc-100m
FODZLCCL-OM2-2 | OM2 50/125多模联夹式低烟无卤光缆，双芯LC/双芯LC，2米 | 48.04 | https://www.l-com.cn/fiber-optic-om2-50-125-multimode-clipped-lszh-fiber-cable-dual-lc-dual-lc-20m
FODZLCCL-OM2-3 | OM2 50/125多模联夹式低烟无卤光缆，双芯LC/双芯LC，3米 | 50.82 | https://www.l-com.cn/fiber-optic-om2-50-125-multimode-clipped-lszh-fiber-cable-dual-lc-dual-lc-30m
FODZLCCL-OM2-5 | OM2 50/125多模联夹式低烟无卤光缆，双芯LC/双芯LC，5米 | 56.34 | https://www.l-com.cn/fiber-optic-om2-50-125-multimode-clipped-lszh-fiber-cable-dual-lc-dual-lc-50m
FODZLCCL-OM3-05 | OM3 50/125 10G多模低烟无卤光缆，联夹双芯LC/联夹双芯LC，0.5米 | 44.93 | https://www.l-com.cn/fiber-optic-om3-50-125-10-gig-multimode-lszh-fiber-cable-clipped-lc-clipped-lc-05m
FODZLCCL-OM3-2 | OM3 50/125 10G多模低烟无卤光缆，联夹双芯LC/联夹双芯LC，2米 | 51.7 | https://www.l-com.cn/fiber-optic-om3-50-125-10-gig-multimode-lszh-fiber-cable-clipped-lc-clipped-lc-20m
FODZLCCL-OM3-3 | OM3 50/125 10G多模低烟无卤光缆，联夹双芯LC/联夹双芯LC，3米 | 56.27 | https://www.l-com.cn/fiber-optic-om3-50-125-10-gig-multimode-lszh-fiber-cable-clipped-lc-clipped-lc-30m
FODZLCCL-OM3-5 | OM3 50/125 10G多模低烟无卤光缆，联夹双芯LC/联夹双芯LC，5米 | 65.43 | https://www.l-com.cn/fiber-optic-om3-50-125-10-gig-multimode-lszh-fiber-cable-clipped-lc-clipped-lc-50m
FODZLC-OM3-05 | OM3 50/125 10G多模低烟无卤光缆，双芯LC/双芯LC，0.5米 | 36.66 | https://www.l-com.cn/fiber-optic-om3-50-125-10-gig-multimode-lszh-fiber-cable-dual-lc-dual-lc-05m
FODZLC-OM3-1 | OM3 50/125 10G多模低烟无卤光缆，双芯LC/双芯LC，1米 | 42.9933 | https://www.l-com.cn/fiber-optic-om3-50-125-10-gig-multimode-lszh-fiber-cable-dual-lc-dual-lc-10m
FODZLC-OM3-10 | OM3 50/125 10G多模低烟无卤光缆，双芯LC/双芯LC，10米 | 86.34 | https://www.l-com.cn/fiber-optic-om3-50-125-10-gig-multimode-lszh-fiber-cable-dual-lc-dual-lc-100m
FODZLC-OM3-2 | OM3 50/125 10G多模低烟无卤光缆，双芯LC/双芯LC，2米 | 49.77 | https://www.l-com.cn/fiber-optic-om3-50-125-10-gig-multimode-lszh-fiber-cable-dual-lc-dual-lc-20m
FODZLC-OM3-3 | OM3 50/125 10G多模低烟无卤光缆，双芯LC/双芯LC，3米 | 54.41 | https://www.l-com.cn/fiber-optic-om3-50-125-10-gig-multimode-lszh-fiber-cable-dual-lc-dual-lc-30m
FODZLC-OM3-4 | OM3 50/125 10G多模低烟无卤光缆，双芯LC/双芯LC，4米 | 59 | https://www.l-com.cn/fiber-optic-om3-50-125-10-gig-multimode-lszh-fiber-cable-dual-lc-dual-lc-40m
FODZLC-OM3-5 | OM3 50/125 10G多模低烟无卤光缆，双芯LC/双芯LC，5米 | 63.51 | https://www.l-com.cn/fiber-optic-om3-50-125-10-gig-multimode-lszh-fiber-cable-dual-lc-dual-lc-50m
FODZLC-OM4-1 | OM4 50/125 100G多模低烟无卤光缆，双芯LC/双芯LC，1米 | 47.72 | https://www.l-com.cn/fiber-optic-om4-50-125-100-gig-multimode-lszh-fiber-cable-dual-lc-dual-lc-10m
FODZLC-OM4-10 | OM4 50/125 100G多模低烟无卤光缆，双芯LC/双芯LC，10米 | 111.89 | https://www.l-com.cn/fiber-optic-om4-50-125-100-gig-multimode-lszh-fiber-cable-dual-lc-dual-lc-100m
FODZLC-OM4-2 | OM4 50/125 100G多模低烟无卤光缆，双芯LC/双芯LC，2米 | 54.87 | https://www.l-com.cn/fiber-optic-om4-50-125-100-gig-multimode-lszh-fiber-cable-dual-lc-dual-lc-20m
FODZLC-OM4-3 | OM4 50/125 100G多模低烟无卤光缆，双芯LC/双芯LC，3米 | 61.98 | https://www.l-com.cn/fiber-optic-om4-50-125-100-gig-multimode-lszh-fiber-cable-dual-lc-dual-lc-30m
FODZLC-OM4-4 | OM4 50/125 100G多模低烟无卤光缆，双芯LC/双芯LC，4米 | 69.09 | https://www.l-com.cn/fiber-optic-om4-50-125-100-gig-multimode-lszh-fiber-cable-dual-lc-dual-lc-40m
FODZLC-OM4-5 | OM4 50/125 100G多模低烟无卤光缆，双芯LC/双芯LC，5米 | 65.1675 | https://www.l-com.cn/fiber-optic-om4-50-125-100-gig-multimode-lszh-fiber-cable-dual-lc-dual-lc-50m
FODZLC-OM4-MAG-1 | OM4 50/125 100G多模低烟无卤光缆，双芯LC/双芯LC，洋红，1米 | 40.74 | https://www.l-com.cn/fiber-optic-om4-50-125-100-gig-multimode-lszh-fiber-cable-dual-lc-dual-lc-magenta-10m
FODZLC-OM4-MAG-10 | OM4 50/125 100G多模低烟无卤光缆，双芯LC/双芯LC，洋红，10米 | 95.47 | https://www.l-com.cn/fiber-optic-om4-50-125-100-gig-multimode-lszh-fiber-cable-dual-lc-dual-lc-magenta-100m
FODZLC-OM4-MAG-2 | OM4 50/125 100G多模低烟无卤光缆，双芯LC/双芯LC，洋红，2米 | 46.81 | https://www.l-com.cn/fiber-optic-om4-50-125-100-gig-multimode-lszh-fiber-cable-dual-lc-dual-lc-magenta-20m
FODZLC-OM4-MAG-3 | OM4 50/125 100G多模低烟无卤光缆，双芯LC/双芯LC，洋红，3米 | 52.87 | https://www.l-com.cn/fiber-optic-om4-50-125-100-gig-multimode-lszh-fiber-cable-dual-lc-dual-lc-magenta-30m
FODZLC-OM4-MAG-5 | OM4 50/125 100G多模低烟无卤光缆，双芯LC/双芯LC，洋红，5米 | 65.08 | https://www.l-com.cn/fiber-optic-om4-50-125-100-gig-multimode-lszh-fiber-cable-dual-lc-dual-lc-magenta-50m
FODZLC-OM5-10 | OM5 50/125 多模光纤光缆，双 LC/双 LC，10.0m，低烟无卤 Zipcord 护套 | 104.8733 | https://www.l-com.cn/fiber-optic-om5-50-125-multimode-fiber-cable-dual-lc-dual-lc-100m-with-lszh-zipcord-jacket
FODZLC-OM5-5 | OM5 50/125 多模光纤光缆，双 LC/双 LC，5.0m，低烟无卤 Zipcord 护套 | 69.9833 | https://www.l-com.cn/fiber-optic-om5-50-125-multimode-fiber-cable-dual-lc-dual-lc-50m-with-lszh-zipcord-jacket
FODZMT50-LC-02 | OM2 50/125多模低烟无卤光缆，MTRJ/双芯LC，2米 | 38.9 | https://www.l-com.cn/fiber-optic-om2-50-125-multimode-low-smoke-zero-halogen-fiber-cable-mtrj-dual-lc-20m
FODZMT50-LC-03 | OM2 50/125多模低烟无卤光缆，MTRJ/双芯LC，3米 | 44.1144 | https://www.l-com.cn/fiber-optic-om2-50-125-multimode-low-smoke-zero-halogen-fiber-cable-mtrj-dual-lc-30m
FODZMT-LC-01 | OM1 62.5/125多模低烟无卤光缆，MTRJ/双芯LC，1米 | 31.5867 | https://www.l-com.cn/fiber-optic-om1-625-125-multimode-low-smoke-zero-halogen-fiber-cable-mtrj-dual-lc-10m
FODZMT-LC-02 | OM1 62.5/125多模低烟无卤光缆，MTRJ/双芯LC，2米 | 33.9967 | https://www.l-com.cn/fiber-optic-om1-625-125-multimode-low-smoke-zero-halogen-fiber-cable-mtrj-dual-lc-20m
FODZMT-LC-03 | OM1 62.5/125多模低烟无卤光缆，MTRJ/双芯LC，3米 | 36.4067 | https://www.l-com.cn/fiber-optic-om1-625-125-multimode-low-smoke-zero-halogen-fiber-cable-mtrj-dual-lc-30m
FODZSC-01 | OM1 62.5/125，多模LSZH光缆，双SC/双SC，1.0m | 25.75 | https://www.l-com.cn/fiber-optic-om1-625-125-multimode-low-smoke-zero-halogen-fiber-cable-dual-sc-dual-sc-10m
FODZSC-02 | OM1 62.5/125，多模LSZH光缆，双SC/双SC，2.0m | 28.16 | https://www.l-com.cn/fiber-optic-om1-625-125-multimode-low-smoke-zero-halogen-fiber-cable-dual-sc-dual-sc-20m
FODZSC-03 | OM1 62.5/125，多模LSZH光缆，双SC/双SC，3.0m | 30.4367 | https://www.l-com.cn/fiber-optic-om1-625-125-multimode-low-smoke-zero-halogen-fiber-cable-dual-sc-dual-sc-30m
FODZSC-04 | OM1 62.5/125，多模LSZH光缆，双SC/双SC，4.0m | 32.98 | https://www.l-com.cn/fiber-optic-om1-625-125-multimode-low-smoke-zero-halogen-fiber-cable-dual-sc-dual-sc-40m
FODZSC-05 | OM1 62.5/125，多模LSZH光缆，双SC/双SC，5.0m | 35.3933 | https://www.l-com.cn/fiber-optic-om1-625-125-multimode-low-smoke-zero-halogen-fiber-cable-dual-sc-dual-sc-50m
FODZSC50-01 | OM2 50/125多模LSZH光缆，双SC/双SC，1.0m | 25.75 | https://www.l-com.cn/fiber-optic-om2-50-125-multimode-lszh-fiber-cable-dual-sc-dual-sc-10m
FODZSC50-03 | OM2 50/125多模LSZH光缆，双SC/双SC，3.0m | 30.57 | https://www.l-com.cn/fiber-optic-om2-50-125-multimode-lszh-fiber-cable-dual-sc-dual-sc-30m
FODZSC50-04 | OM2 50/125多模LSZH光缆，双SC/双SC，4.0m | 32.98 | https://www.l-com.cn/fiber-optic-om2-50-125-multimode-lszh-fiber-cable-dual-sc-dual-sc-40m
FODZSC-LCOM5-5 | OM5 50/125 多模光纤光缆，双 SC / 双 LC，5.0m，低烟无卤Zipcord 护套 | 63.22 | https://www.l-com.cn/fiber-optic-om5-50-125-multimode-fiber-cable-dual-sc-dual-lc-50m-with-lszh-zipcord-jacket
FODZSC-OM5-10 | OM5 50/125 多模光纤光缆，双 SC/双 SC，10.0m，低烟无卤 Zipcord 护套 | 91.765 | https://www.l-com.cn/fiber-optic-om5-50-125-multimode-fiber-cable-dual-sc-dual-sc-100m-with-lszh-zipcord-jacket
FODZST-01 | OM1 62.5/125，多模LSZH光缆，双ST/双ST，1.0m | 28.89 | https://www.l-com.cn/fiber-optic-om1-625-125-multimode-low-smoke-zero-halogen-fiber-cable-dual-st-dual-st-10m
FODZST-02 | OM1 62.5/125，多模LSZH光缆，双ST/双ST，2.0m | 27.53 | https://www.l-com.cn/fiber-optic-om1-625-125-multimode-low-smoke-zero-halogen-fiber-cable-dual-st-dual-st-20m
FODZST-03 | OM1 62.5/125，多模LSZH光缆，双ST/双ST，3.0m | 30.0633 | https://www.l-com.cn/fiber-optic-om1-625-125-multimode-low-smoke-zero-halogen-fiber-cable-dual-st-dual-st-30m
FODZST-04 | OM1 62.5/125，多模LSZH光缆，双ST/双ST，4.0m | 32.4733 | https://www.l-com.cn/fiber-optic-om1-625-125-multimode-low-smoke-zero-halogen-fiber-cable-dual-st-dual-st-40m
FODZST-05 | OM1 62.5/125，多模LSZH光缆，双ST/双ST，5.0m | 34.8833 | https://www.l-com.cn/fiber-optic-om1-625-125-multimode-low-smoke-zero-halogen-fiber-cable-dual-st-dual-st-50m
FODZST50-01 | OM2 50/125多模LSZH光缆，双ST/双ST，1.0m | 25.2433 | https://www.l-com.cn/fiber-optic-om2-50-125-multimode-lszh-fiber-cable-dual-st-dual-st-10m
FODZST50-02 | OM2 50/125多模LSZH光缆，双ST/双ST，2.0m | 27.6533 | https://www.l-com.cn/fiber-optic-om2-50-125-multimode-lszh-fiber-cable-dual-st-dual-st-20m
FODZST50-03 | OM2 50/125多模LSZH光缆，双ST/双ST，3.0m | 30.0633 | https://www.l-com.cn/fiber-optic-om2-50-125-multimode-lszh-fiber-cable-dual-st-dual-st-30m
FODZST50-04 | OM2 50/125多模LSZH光缆，双ST/双ST，4.0m | 37.1833 | https://www.l-com.cn/fiber-optic-om2-50-125-multimode-lszh-fiber-cable-dual-st-dual-st-40m
FOL50-FC | 光纤回路器，带FC型连接器，50/125 | 18.7308 | https://www.l-com.cn/fiber-optic-fiber-loopback-with-fc-connectors-50-125
FOL50-LC | 光纤回路器，带LC型连接器，50/125 | 23.8392 | https://www.l-com.cn/fiber-optic-fiber-loopback-with-lc-connectors-50-125
FOL50-SC | 光纤回路器，带SC型连接器，50/125 | 14.535 | https://www.l-com.cn/fiber-optic-fiber-loopback-with-sc-connectors-50-125
FOL-FC | 光纤回路器，带FC型连接器，62.5/125 | 14.9067 | https://www.l-com.cn/fiber-optic-fiber-loopback-with-fc-connectors-625-125
FOL-LC | 光纤回路器，带LC型连接器，62.5/125 | 18.596 | https://www.l-com.cn/fiber-optic-fiber-loopback-with-lc-connectors-625-125
FOL-MPO | Fiber Loopback MPO Connector without Pins, 50/125 OM3 QSFP | 66.8131 | https://www.l-com.cn/fiber-optic-fiber-loopback-mpo-connector-without-pins-50-125-om3-qsfp
FOL-MTRJ | 光纤回路器，带MTRJ型连接器（带引脚），62.5/125 | 19.315 | https://www.l-com.cn/fiber-optic-fiber-loopback-mtrj-connector-with-pins-625-125
FOL-SC | 光纤回路器，带SC型连接器，62.5/125 | 15.444 | https://www.l-com.cn/fiber-optic-fiber-loopback-with-sc-connectors-625-125
FOM120 | 光纤功率计，用于多模和单模光纤 | 1883.7533 | https://www.l-com.cn/test-equipment-fiber-optic-power-meter-for-multimode-and-singlemode-cabling
FOS420 | Fiber Source for 850/1300nm Fiber Optic Cables | 2641.6933 | https://www.l-com.cn/test-equipment-fiber-source-for-850-1300nm-fiber-optic-cables
FOS430 | Fiber Source for 1310/1550nm Fiber Optic Cables | 6637.53 | https://www.l-com.cn/test-equipment-fiber-source-for-1310-1550nm-fiber-optic-cables
FOS-HFBR-.3 | 单工HFBR塑料光缆，0.3米 | 236.8575 | https://www.l-com.cn/fiber-optic-simplex-hfbr-plastic-fiber-optic-cable-03m
FOS-HFBR-1 | 单工HFBR塑料光缆，1米 | 242.8668 | https://www.l-com.cn/fiber-optic-simplex-hfbr-plastic-fiber-optic-cable-10m
FOS-HFBR-10 | 单工HFBR塑料光缆，10米 | 291.5352 | https://www.l-com.cn/fiber-optic-simplex-hfbr-plastic-fiber-optic-cable-100m
FOS-HFBR-15 | 单工HFBR塑料光缆，15米 | 314.4941 | https://www.l-com.cn/fiber-optic-simplex-hfbr-plastic-fiber-optic-cable-150m
FOS-HFBR-2 | 单工HFBR塑料光缆，2米 | 206.63 | https://www.l-com.cn/fiber-optic-simplex-hfbr-plastic-fiber-optic-cable-20m
FOS-HFBR-25 | 单工HFBR塑料光缆，25米 | 324.9576 | https://www.l-com.cn/fiber-optic-simplex-hfbr-plastic-fiber-optic-cable-250m
FOS-HFBR-3 | 单工HFBR塑料光缆，3米 | 208.7316 | https://www.l-com.cn/fiber-optic-simplex-hfbr-plastic-fiber-optic-cable-30m
FOS-HFBR-4 | 单工HFBR塑料光缆，4米 | 213.1272 | https://www.l-com.cn/fiber-optic-simplex-hfbr-plastic-fiber-optic-cable-40m
FOS-HFBR-5 | 单工HFBR塑料光缆，5米 | 136.532 | https://www.l-com.cn/fiber-optic-simplex-hfbr-plastic-fiber-optic-cable-50m
FOS-HFBRL-.3 | 自锁式单工HFBR塑料光缆，0.3米 | 132.0264 | https://www.l-com.cn/fiber-optic-simplex-latching-hfbr-plastic-fiber-optic-cable-03m
FOS-HFBRL-1 | 自锁式单工HFBR塑料光缆，1米 | 139.6296 | https://www.l-com.cn/fiber-optic-simplex-latching-hfbr-plastic-fiber-optic-cable-10m
FOS-HFBRL-10 | 自锁式单工HFBR塑料光缆，10米 | 216.8496 | https://www.l-com.cn/fiber-optic-simplex-latching-hfbr-plastic-fiber-optic-cable-100m
FOS-HFBRL-2 | 自锁式单工HFBR塑料光缆，2米 | 146.2032 | https://www.l-com.cn/fiber-optic-simplex-latching-hfbr-plastic-fiber-optic-cable-20m
FOT-BCAR01-R | 光纤切割刀替换刀片，用于FOT-CLV，硬质合金刀片 | 243.936 | https://www.l-com.cn/fiber-optic-cleaver-replacement-blade-for-fot-clv-carbide-blade
FOT-BDIA01-R | 光纤切割刀替换刀片，用于FOT-CLV，金刚石刀片 | 496.584 | https://www.l-com.cn/fiber-optic-cleaver-replacement-blade-for-fot-clv-diamond-blade
FOT-CLV | 现场光纤切割器，用于现场安装情形 | 847.6776 | https://www.l-com.cn/fiber-optic-field-cleaver-for-field-installations
FOT-CLV1 | 一步式精密光纤切割器 | 4900.5 | https://www.l-com.cn/fiber-optic-1-step-precision-cleaver
FOT-CLV1-AR | 带自动旋转刀片的光纤1步精密切割刀 | 6076.62 | https://www.l-com.cn/fiber-optic-1-step-precision-cleaver-w-auto-rotating-blade
FOT-CLV3 | 三步式精密光纤切割器 | 3887.73 | https://www.l-com.cn/fiber-optic-3-step-precision-cleaver
FOT-CTD-4R | 光纤压接工具用压接块，0.128英寸（3.25毫米）、0.137英寸（3.48毫米）、0.151英寸（3.84毫米）、0.190英寸（4.83毫米）四种圆形压接腔尺寸 | 228.69 | https://www.l-com.cn/fiber-optic-crimp-tool-die-rounds-for-128-137-151-190-fot-ctd-4r
FOT-CTD-MULC-RH | 光纤压接块，用于MU/LC，0.120英寸（3.05毫米）圆形压接腔和0.128英寸（3.25毫米）六角压接腔 | 228.69 | https://www.l-com.cn/fiber-optic-crimp-die-for-mu-lc-120-round-128-hex-fot-ctd-mulc-rh
FOT-CT-HAN | 光纤压接工具手柄 | 213.444 | https://www.l-com.cn/fiber-optic-crimp-tool-handle-fot-ct-han
FOT-CT-MULC-RR | 光纤压接工具和压接块，MU/LC，0.120英寸（3.05毫米）圆形压接以及0.128英寸（3.25毫米）圆形压接 | 709.5924 | https://www.l-com.cn/fiber-optic-crimp-tool-and-die-mu-lc-120-round-128-round-fot-ct-mulc-rr
FOT-CT-SMA-H | 光纤压接工具，用于SMA连接器，0.105英寸（2.67毫米）、0.137英寸（3.48毫米）、0.157英寸（3.99毫米）、0.178英寸（4.52毫米）、0.255英寸（6.48毫米）五种六角压接腔 | 364.5972 | https://www.l-com.cn/fiber-optic-crimp-tool-for-sma-connectors-5-cavity-105-137-157-178-255-hex-fot-ct-sma-h
FOT-CT-STFCSC | 光纤压接工具，压接块/手柄，用于ST/FC/SC连接器 | 509.652 | https://www.l-com.cn/fiber-optic-crimp-tool-die-handle-for-st-fc-sc-connectors-fot-ct-stfcsc
FOTM-OLS-MM | 光纤用手持式光源，针对850nm和1300nm波长下的多模光纤应用 | 484.85 | https://www.l-com.cn/fiber-optic-handheld-light-source-for-multimode-fiber-applications-at-850-nm-and-1300-nm-wavelengths-fotm-ols-mm
FOTM-OLS-SM | 光纤用手持式光源，针对1310nm和1550nm波长下的单模光纤应用 | 452.52 | https://www.l-com.cn/fiber-optic-handheld-light-source-for-single-mode-fiber-applications-at-1310-nm-and-1550-nm-wavelengths-fotm-ols-sm
FOTM-OPM-AH | 光纤用光功率计（850/1270/1310/1490/1550/1577/1610nm），单通道，高功率 | 349.09 | https://www.l-com.cn/fiber-optic-optical-power-meter-850-1270-1310-1490-1550-1577-1610-nm-single-channel-high-power-fotm-opm-ah
FOTM-OPM-BH | 光纤用光功率计（850/1270/1310/1490/1550/1577/1610nm），单通道，高功率, 迷你 | 284.44 | https://www.l-com.cn/fiber-optic-optical-power-meter-850-1270-1310-1490-1550-1577-1610-nm-single-channel-high-power-mini-fotm-opm-bh
FOTM-OPM-MCH | 光纤用多通道PON光功率计（1270/1310/1490/1550/1577/1610nm），高功率 | 1719.58 | https://www.l-com.cn/fiber-optic-multi-channel-optical-pon-power-meter-1270-1310-1490-1550-1577-1610-nm-high-power-fotm-opm-mch
FOTM-OTDR-A | 小巧的光纤用光学时域反射仪（OTDR），1310/1550波长 | 5494.91 | https://www.l-com.cn/fiber-optic-compact-optical-time-domain-reflectometer-otdr-with-1310-1550-wavelengths-fotm-otdr-a
FOTM-VFL-10 | 光纤可视故障定位仪，10mW输出功率，带1.25mm适配头 | 206.87 | https://www.l-com.cn/fiber-optic-visual-fault-locator-10-mw-output-power-with-1.25-mm-adapter-fotm-vfl-10
FOT-RMSP-AMU | 可重复使用机械式光纤对接头，用于带缓冲层状态下直径为250μm~900μm的单模和多模光纤 | 48.5258 | https://www.l-com.cn/fiber-optic-reusable-mechanical-splice-for-Single Mode-and-multimode-fibers-250um-to-900um-buffer-sizes
FOT-SC-SCS | 碳化物刻划工具，楔形笔尖，塑料外壳 | 156.4288 | https://www.l-com.cn/carbide-scribe-wedge-tip-plastic-housing-fot-sc-scs
FOT-SC-SDP | 优良型金刚石光纤刻划工具，可缩入式60度圆锥刻划笔尖，金属笔身 | 125.1043 | https://www.l-com.cn/fiber-optic-deluxe-diamond-scribe-60-degree-cone-point-retractable-metal-housing-fot-sc-sdp
FOT-SC-SDS | 金刚石光纤刻划工具，60度圆锥刻划笔尖，塑料笔身 | 54.8856 | https://www.l-com.cn/fiber-optic-diamond-scribe-60-degree-cone-point-plastic-housing-fot-sc-sds
FOT-SC-SSS | 蓝宝石光纤刻划工具，90度楔形笔尖，金属笔身 | 139.0435 | https://www.l-com.cn/fiber-optic-sapphire-scribe90-degree-wedge-tip-metal-housing-fot-sc-sss
FOT-SC-W90DS | 金刚石光纤刻划工具，90度楔形笔尖，塑料笔身 | 243.936 | https://www.l-com.cn/fiber-optic-diamond-scribe-90-degree-wedge-tip-with-plastic-housing-fot-sc-w90ds
FOT-SG1 | 防护眼镜 | 44.3333 | https://www.l-com.cn/fiber-optic-safety-glasses
FOT-SHR-SER | 传统光纤锯齿剪刀，用于剪切光纤的芳纶纤维 | 125.1043 | https://www.l-com.cn/fiber-optic-traditional-serrated-scissor-for-aramid-fiber-cutting-fot-shr-ser
FOT-ST-31 | 剥纤工具，用于250µm、900µm、3mm护套/缓冲层，3孔 | 182.6906 | https://www.l-com.cn/fiber-optic-stripper-for-250µm-900µm-3mm-jackets-buffers-3-hole-fot-st-31
FPT06-LCASM-GR-3 | 6光纤LC / APC分布式尾纤, SM，绿色护套 | 117.0893 | https://www.l-com.cn/6-fiber-lc-apc-distribution-style-pigtail-sm-green-boots-fpt06-lcasm-gr-3
FPT06-SCUSM-BL-3 | 6光纤SC / UPC分布式尾纤, SM，蓝色护套 | 111.2977 | https://www.l-com.cn/6-fiber-sc-upc-distribution-style-pigtail-sm-blue-boots-fpt06-scusm-bl-3
FPT12-LCASM-GR-3 | 12光纤LC / APC分布式尾纤，SM，绿色护套 | 179.293 | https://www.l-com.cn/12-fiber-lc-apc-distribution-style-pigtail-sm-green-boots-fpt12-lcasm-gr-3
FPT12-LCUM3-AQ-3 | 12光纤LC / UPC分布尾纤，MM，50µm，OM3水蓝套 | 182.6459 | https://www.l-com.cn/12-fiber-lc-upc-distribution-style-pigtail-mm-50µm-om3-aqua-boots-fpt12-lcum3-aq-3
FPT12-LCUSM-BL-3 | 12光纤LC / UPC分布式尾纤，SM，蓝色护套 | 174.4142 | https://www.l-com.cn/12-fiber-lc-upc-distribution-style-pigtail-sm-blue-boots-fpt12-lcusm-bl-3
FPT12-LCUSM-R-FO-3 | 12光纤色带，9µm SM LC / UPC 3米尾纤扇出套件 | 287.496 | https://www.l-com.cn/12-fiber-ribbon-9µm-sm-lc-upc-3-meter-pigtail-fanout-kit-fpt12-lcusm-r-fo-3
FPT12-SCASM-GR-3 | 12光纤LC / APC分布式尾纤, SM，绿色护套 | 172.2907 | https://www.l-com.cn/12-fiber-sc-apc-distribution-style-pigtail-sm-green-boots-fpt12-scasm-gr-3
FPT12-SCUM3-AQ-3 | 12根光纤SC / UPC分布尾纤，MM，50µm，OM3 水蓝套 | 178.0733 | https://www.l-com.cn/12-fiber-sc-upc-distribution-style-pigtail-mm-50µm-om3-aqua-boots-fpt12-scum3-aq-3
FPT12-SCUSM-BL-3 | 12光纤LC / UPC分布式尾纤, SM，蓝色护套 | 166.1978 | https://www.l-com.cn/12-fiber-sc-upc-distribution-style-pigtail-sm-blue-boots-fpt12-scusm-bl-3
FPT12-SCUSM-R-FO-3 | 12根光纤色带，9µm SM SC / UPC 3米尾纤扇出套件 | 287.496 | https://www.l-com.cn/12-fiber-ribbon-9µm-sm-sc-upc-3-meter-pigtail-fanout-kit-fpt12-scusm-r-fo-3
FPT2OM1-ST-ORG-1 | OM1 62.5/125 2毫米光纤尾纤，ST，橙，1米 | 8.316 | https://www.l-com.cn/fiber-optic-om1-625-125-20mm-fiber-pigtail-st-orange-10m
FPT2OM1-ST-ORG-3 | OM1 62.5/125 2毫米光纤尾纤，ST，橙，3米 | 10.4833 | https://www.l-com.cn/fiber-optic-om1-625-125-20mm-fiber-pigtail-st-orange-30m
FPT2OM2-FC-ORG-3 | OM2 50/125 2毫米光纤尾纤，FC，橙，3米 | 11.415 | https://www.l-com.cn/fiber-optic-om2-50-125-20mm-fiber-pigtail-fc-orange-30m
FPT3OM1-SC-ORG-2 | OM1 62.5/125 3毫米光纤尾纤，SC，橙，2米 | 9.27 | https://www.l-com.cn/fiber-optic-om1-625-125-3mm-fiber-pigtail-sc-orange-20m
FPT3OM1-ST-GRY-2 | OM1 62.5/125 3毫米光纤尾纤，ST，灰，2米 | 9.2033 | https://www.l-com.cn/fiber-optic-om1-625-125-3mm-fiber-pigtail-st-gray-20m
FPT3OM1-ST-ORG-1 | OM1 62.5/125 3毫米光纤尾纤，ST，橙，1米 | 7.8533 | https://www.l-com.cn/fiber-optic-om1-625-125-3mm-fiber-pigtail-st-orange-10m
FPT9OM1-LC-12PK-1 | OM1 62.5/125 900微米光纤尾纤，LC，1米，12件/袋 | 135.92 | https://www.l-com.cn/fiber-optic-om1-625-125-900um-fiber-pigtail-lc-10m-12-pack
FPT9OM1-SC-12PK-1 | OM1 62.5/125 900微米光纤尾纤，SC，1米，12件/袋 | 94.03 | https://www.l-com.cn/fiber-optic-om1-625-125-900um-fiber-pigtail-sc-10m-12-pack
FPT9OM1-ST-12PK-1 | OM1 62.5/125 900微米光纤尾纤，ST，1米，12件/袋 | 92.32 | https://www.l-com.cn/fiber-optic-om1-625-125-900um-fiber-pigtail-st-10m-12-pack
FPT9OM1-ST-BLU-1 | OM1 62.5/125 900微米光纤尾纤，ST，蓝，1米 | 7.7 | https://www.l-com.cn/fiber-optic-om1-625-125-900um-fiber-pigtail-st-blue-10m
FPT9OM1-ST-BRN-1 | OM1 62.5/125 900微米光纤尾纤，ST，棕，1米 | 7.6967 | https://www.l-com.cn/fiber-optic-om1-625-125-900um-fiber-pigtail-st-brown-10m
FPT9OM1-ST-GRN-1 | OM1 62.5/125 900微米光纤尾纤，ST，绿，1米 | 7.7 | https://www.l-com.cn/fiber-optic-om1-625-125-900um-fiber-pigtail-st-green-10m
FPT9OM1-ST-GRY-1 | OM1 62.5/125 900微米光纤尾纤，ST，灰，1米 | 7.7 | https://www.l-com.cn/fiber-optic-om1-625-125-900um-fiber-pigtail-st-gray-10m
FPT9OM1-ST-ORG-1 | OM1 62.5/125 900微米光纤尾纤，ST，橙，1米 | 7.6967 | https://www.l-com.cn/fiber-optic-om1-625-125-900um-fiber-pigtail-st-orange-10m
FPT9OM1-ST-WHT-1 | OM1 62.5/125 900微米光纤尾纤，ST，白，1米 | 7.7 | https://www.l-com.cn/fiber-optic-om1-625-125-900um-fiber-pigtail-st-white-10m
FPT9OM2-FC-12PK-1 | OM2 50/125 900微米光纤尾纤，FC，1米，12件/袋 | 101.15 | https://www.l-com.cn/fiber-optic-om2-50-125-900um-fiber-pigtail-fc-10m-12-pack
FPT9OM2-LC-12PK-3 | OM2 50/125 900微米光纤尾纤，LC，3米，12件/袋 | 139.72 | https://www.l-com.cn/fiber-optic-om2-50-125-900um-fiber-pigtail-lc-30m-12-pack
FPT9OM3-SC-ORG-1 | 10G OM3 50/125 900微米光纤尾纤，SC，橙，1米 | 8.9133 | https://www.l-com.cn/fiber-optic-10-gig-om3-50-125-900um-fiber-pigtail-sc-orange-10m
FPT9SNG-FC-12PK-1 | 9/125 900微米光纤尾纤，FC，1米，12件/袋 | 106.33 | https://www.l-com.cn/fiber-optic-9-125-900um-fiber-pigtail-fc-10m-12-pack
FPT9SNG-FC-12PK-2 | 9/125 900微米光纤尾纤，FC，2米，12件/袋 | 115.97 | https://www.l-com.cn/fiber-optic-9-125-900um-fiber-pigtail-fc-20m-12-pack
FPT9SNG-FC-12PK-3 | 9/125 900微米光纤尾纤，FC，3米，12件/袋 | 125.67 | https://www.l-com.cn/fiber-optic-9-125-900um-fiber-pigtail-fc-30m-12-pack
FPT9SNG-LC-12PK-1 | 9/125 900微米光纤尾纤，LC，1米，12件/袋 | 141.96 | https://www.l-com.cn/fiber-optic-9-125-900um-fiber-pigtail-lc-10m-12-pack
FPT9SNG-LC-12PK-3 | 9/125 900微米光纤尾纤，LC，3米，12件/袋 | 140.49 | https://www.l-com.cn/fiber-optic-9-125-900um-fiber-pigtail-lc-30m-12-pack
FPT9SNG-SC-12PK-1 | 9/125 900微米光纤尾纤，SC，1米，12件/袋 | 100.2 | https://www.l-com.cn/fiber-optic-9-125-900um-fiber-pigtail-sc-10m-12-pack
FPT9SNG-SCA-12PK-2 | 9/125 900微米光纤尾纤，SC，APC抛光端面，2米，12件/袋 | 123.44 | https://www.l-com.cn/fiber-optic-9-125-900um-fiber-pigtail-sc-apc-polish-20m-12-pack
FPT9SNG-SCA-12PK-3 | 9/125 900微米光纤尾纤，SC，APC抛光端面，3米，12件/袋 | 155.96 | https://www.l-com.cn/fiber-optic-9-125-900um-fiber-pigtail-sc-apc-polish-30m-12-pack
FPT9SNG-ST-12PK-1 | 9/125 900微米光纤尾纤，ST，1米，12件/袋 | 98.42 | https://www.l-com.cn/fiber-optic-9-125-900um-fiber-pigtail-st-10m-12-pack
FS-9500 | Fiber Safety Kit with Glasses | 186.8533 | https://www.l-com.cn/fiber-optic-fiber-safety-kit-with-glasses
FSP-05D-BNK | FSP系列面板，空白配线架，带4个0.5英寸（12.7毫米）D型孔开口，黑 | 28.8024 | https://www.l-com.cn/fiber-optic-fsp-sub-panel-blank-sub-panel-with-4-05-d-hole-openings-black
FSP06-SCASM-BL-3 | 六件套适配器，SC / APC，6根光纤尾纤，单模, 3米长，黑色 | 396.396 | https://www.l-com.cn/six-pack-adapters-sc-apc-6-fiber-pigtail-singlemode-3-meters-black-fsp06-scasm-bl-3
FSP06-SCM2-BL-3 | 六包适配器，SC / PC 6光纤尾纤，50 / 125µm，3米，黑色 | 304.92 | https://www.l-com.cn/six-pack-adapters-sc-pc-6-fiber-pigtails-50-125um-3-meters-black-fsp06-scm2-bl-3
FSP06-SCM3-BL-3 | 六包适配器，SC / PC 6光纤尾纤，50 / 125µm OM3 10G，3米，黑色 | 304.92 | https://www.l-com.cn/six-pack-adapters-sc-pc-6-fiber-pigtails-50-125um-om3-10g-3-meters-black-fsp06-scm3-bl-3
FSP06-SCUSM-BL-3 | 六包适配器，SC / UPC，6根光纤尾纤，单模，3米，黑色 | 365.904 | https://www.l-com.cn/six-pack-adapters-sc-upc-6-fiber-pigtail-singlemode-3-meters-black-fsp06-scusm-bl-3
FSP12-LCM2-BL-3 | 六件套双工线路转接器，LC / PC 12光纤尾纤，50 / 125µm，3米，黑色 | 614.2134 | https://www.l-com.cn/six-pack-duplex-adapters-lc-pc-12-fiber-pigtails-50-125um-3-meters-black-fsp12-lcm2-bl-3
FSP12-LCM3-BL-3 | 六件套双工线路转接器，LC / PC 12光纤尾纤，OM3 10G，3米，黑色 | 609.84 | https://www.l-com.cn/six-pack-duplex-adapters-lc-pc-12-fiber-pigtails-om3-10g-3-meters-black-fsp12-lcm3-bl-3
FSP12-LCUDSM-BL-3 | 六件套双工线路转接器，LC / UPC，12尾纤，单模，3米，黑色 | 731.808 | https://www.l-com.cn/six-pack-duplex-adapters-lc-upc-12-fiber-pigtail-singlemode-3-meters-black-fsp12-lcudsm-bl-3
FSP12-SCASM-BL-3 | 六件套双工线路转接器，SC / APC 12尾纤，单模，3米，黑色 | 792.792 | https://www.l-com.cn/six-pack-duplex-adapters-sc-apc-12-fiber-pigtails-singlemode-3-meters-black-fsp12-scasm-bl-3
FSP12-SCDM1-BL-3 | 六件套双工线路转接器，SC / UPC，12根光纤尾纤，62.5 / 125µm OM1，3米，黑色 | 609.84 | https://www.l-com.cn/six-pack-duplex-adapters-sc-upc-12-fiber-pigtail-62.5-125um-om1-3-meters-black-fsp12-scdm1-bl-3
FSP12-SCM2-BL-3 | 六件套双工线路转接器，SC / PC 12光纤尾纤，50 / 125µm，3米，黑色 | 609.84 | https://www.l-com.cn/six-pack-duplex-adapters-sc-pc-12-fiber-pigtails-50-125um-3-meters-black-fsp12-scm2-bl-3
FSP12-SCM3-BL-3 | 六件套双工线路转接器，SC / PC 12光纤尾纤，50 / 125µm OM3 10G，3米，黑色 | 609.84 | https://www.l-com.cn/six-pack-duplex-adapters-sc-pc-12-fiber-pigtails-50-125um-om3-10g-3-meters-black-fsp12-scm3-bl-3
FSP12-SCUDSM-BL-3 | 六件套双工线路转接器，SC / UPC，12尾纤，单模，3米，黑色 | 731.808 | https://www.l-com.cn/six-pack-duplex-adapters-sc-upc-12-fiber-pigtail-singlemode-3-meters-black-fsp12-scudsm-bl-3
FSP-1DIN | 35mm DIN导轨/壁挂终端外壳，用于1个FSP系列子面板 | 179.0735 | https://www.l-com.cn/patch-panel-server-rack-one-fsp-sub-panel-35mm-din-rail-wall-termination-enclosure
FSP24-LCASM-BL-3 | 六件套四路适配器，LC / APC，24尾纤，单模，3米，黑色 | 1189.188 | https://www.l-com.cn/six-pack-quad-adapters-lc-apc-24-fiber-pigtails-singlemode-3-meters-black-fsp24-lcasm-bl-3
FSP-2DIN | 35mm DIN导轨/壁挂终端外壳，用于2个FSP系列子面板 | 220.7304 | https://www.l-com.cn/patch-panel-server-rack-two-fsp-sub-panel-35mm-din-rail-wall-termination-enclosure
FSP-3DIN | 35mm DIN导轨/壁挂终端外壳，用于3个FSP系列子面板 | 304.8091 | https://www.l-com.cn/patch-panel-server-rack-three-fsp-sub-panel-35mm-din-rail-wall-termination-enclosure
FSP-4DIN | 35mm DIN导轨/壁挂终端外壳，用于4个FSP系列子面板 | 339.768 | https://www.l-com.cn/patch-panel-server-rack-four-fsp-sub-panel-35mm-din-rail-wall-termination-enclosure
FSP-BNK | 光纤连接器面板，空白面板，黑 | 23.958 | https://www.l-com.cn/fiber-optic-fsp-sub-panel-blank
FSP-BNK0-0-BNK | 光纤机架面板空白无孔黑色 | 19.8634 | https://www.l-com.cn/fiber-sub-panel-blank-no-holes-black
FSP-ECF-BNK | FSP系列面板，空白配线架，带3个ECF式开口，黑 | 32.2502 | https://www.l-com.cn/fiber-optic-fsp-sub-panel-blank-sub-panel-with-3-ecf-style-openings-black
FSP-FASTENERS | 柱塞和扣环套件，用于FSP系列面板，50件/袋 | 115.5647 | https://www.l-com.cn/fiber-optic-plunger-and-grommet-kit-for-fsp-sub-panels-50pk
FSP-FC6-0-BNK | 装配光纤接线面板，带有用于装入6个单芯FC耦合器的开孔，黑色 | 17.3817 | https://www.l-com.cn/fiber-sub-panel-unloaded-fc-simplex-6-couplers-black
FSP-FC6-0-MMBR | 装配光纤接线面板板，带有用于装入6个FC耦合器的开孔，青铜对正套管，黑色 | 128.0664 | https://www.l-com.cn/fiber-sub-panel-fc-multimode-couplers-6-count-bronze-sleeve-black
FSP-FC6-0-SMCR | 装配光纤接线面板，带有用于装入6个FC单模耦合器的开孔，带陶瓷对准套管，黑色 | 140.2632 | https://www.l-com.cn/fiber-sub-panel-fc-single-mode-couplers-6-count-ceramic-sleeve-black
FSP-FCA6-0-SMCR | 装配光纤接线面板，带有用于装入6个FC/APC单模耦合器的开孔，带陶瓷对准套管，黑色 | 195.5422 | https://www.l-com.cn/fiber-sub-panel-fc-apc-simplex-single-mode-couplers-6-count-ceramic-sleeve-black
FSP-FC-APC | 光纤连接器面板，6个APC端面单芯FC耦合器，带陶瓷套管 | 166.6962 | https://www.l-com.cn/fiber-optic-fiber-sub-panel-6-apc-fc-simplex-couplers-ceramic-sleeve
FSP-FC-CR | 光纤连接器面板，6个单芯FC耦合器，带陶瓷套管 | 89.858 | https://www.l-com.cn/fiber-optic-fiber-sub-panel-6-fc-simplex-couplers-ceramic-sleeve
FSP-KYSTN-BNK | FSP系列面板，空白配线架，带4个Keystone式开口，黑 | 39.8798 | https://www.l-com.cn/fiber-optic-fsp-sub-panel-blank-sub-panel-w-4-keystone-style-openings-black
FSP-LCAD6-GRN-SMCR | 光纤接线面板，带有用于装入6个 LC/APC双工单模耦合器壳，陶瓷对正套管，绿色连接器壳，黑色 | 237.8376 | https://www.l-com.cn/fiber-sub-panel-lc-apc-duplex-single-mode-couplers-6-count-ceramic-sleeve-green-connector-black
FSP-LCD6-10G-CR | Fiber Sub Panel, 6 LC Duplex 10G Couplers, Ceramic Sleeve | 234.6577 | https://www.l-com.cn/fiber-optic-fiber-sub-panel-6-lc-duplex-10g-couplers-ceramic-sleeve
FSP-LCD6-AQU-M3BR | 光纤接线面板，带有用于装入6个 LC/APC双工单模耦合器壳，陶瓷对正套管，绿色连接器壳，黑色 | 134.1648 | https://www.l-com.cn/fiber-sub-panel-lc-duplex-om3-couplers-6-count-bronze-sleeve-aqua-connector-black
FSP-LCD6-BGE-MMBRS | 光纤接线面板，带有用于装入6个LC双工多模耦合器壳，青铜对正套管，，四方米色连接器壳，黑色 | 91.476 | https://www.l-com.cn/fiber-sub-panel-lc-duplex-multimode-couplers-6-count-bronze-sleeve-square-beige-connector-black
FSP-LCD6-BLU-SMCRS | 光纤接线面板，带有用于装入6个LC双工单模耦合器壳，青铜对正套管，，四方蓝色连接器壳，黑色 | 152.46 | https://www.l-com.cn/fiber-sub-panel-lc-duplex-single-mode-couplers-6-count-ceramic-sleeve-square-blue-connector-black
FSP-LCD6-CR | 光纤连接器面板，6个双芯LC耦合器，带陶瓷套管 | 100.5773 | https://www.l-com.cn/fiber-optic-fiber-sub-panel-6-lc-duplex-couplers-ceramic-sleeve
FSP-LCK-WHT | FSP系列光纤连接器面板，带6个自锁型LC单模/多模耦合器，白 | 203.544 | https://www.l-com.cn/fiber-optic-fsp-series-fiber-sub-panel-with-6-keyed-lc-single-mode-multimode-couplers-white
FSP-LCQ6-AQU-M3BR | 光纤接线面板，带有用于装入6个四芯OM3耦合器壳，青铜对正套管，浅绿色连接器壳，黑色 | 243.936 | https://www.l-com.cn/fiber-sub-panel-lc-quad-om3-couplers-6-count-bronze-sleeve-aqua-connector-black
FSP-LCQ6-BGE-MMBR | 光纤接线面板，带有用于装入6个 四芯LC多模耦合器壳，青铜对正套管，米色连接器壳，黑色 | 243.936 | https://www.l-com.cn/fiber-sub-panel-lc-quad-multimode-couplers-6-count-bronze-sleeve-beige-connector-black
FSP-LCQ6-BLU-SMCR | 光纤接线面板，带有用于装入6个四芯LC耦合器壳，陶瓷对正套管，蓝色连接器壳，黑色 | 384.1992 | https://www.l-com.cn/fiber-sub-panel-lc-quad-single-mode-couplers-6-count-ceramic-sleeve-blue-connector-black
FSP-LCQ6-BR | 光纤连接器面板，6个四芯LC耦合器，带青铜套管 | 155.0736 | https://www.l-com.cn/fiber-optic-fiber-sub-panel-6-lc-quad-couplers-bronze-sleeve
FSP-LCQ6-CR | 光纤连接器面板，6个四芯LC耦合器，带陶瓷套管 | 169.5144 | https://www.l-com.cn/fiber-optic-fiber-sub-panel-6-lc-quad-couplers-ceramic-sleeve
FSP-MPM1-LC12-OM3 | LGX扇出接线盒，1个带导针MPO公头/12个LC，多模OM3光纤 | 443.5332 | https://www.l-com.cn/1-mpo-male-w-pins-to-12-lc-om3-multimode-fiber-lgx-fan-out-cassette
FSP-MPM1-LC12-OM4 | LGX扇出接线盒，1个带导针MPO公头/12个LC，多模OM4光纤 | 451.7496 | https://www.l-com.cn/1-mpo-male-w-pins-to-12-lc-om4-multimode-fiber-lgx-fan-out-cassette
FSP-MPM1-LC12-OS2 | LGX扇出接线盒，1个带导针MPO公头/12个LC，单模OS2光纤 | 452.7864 | https://www.l-com.cn/1-mpo-male-w-pins-to-12-lc-os2-single-mode-fiber-lgx-fan-out-cassette
FSP-MPM2-LC24-OM3 | LGX扇出接线盒，两个带导针MPO公头/24个LC，多模OM3光纤 | 677.0808 | https://www.l-com.cn/2-mpo-male-w-pins-to-24-lc-om3-multimode-fiber-lgx-fan-out-cassette
FSP-MPM2-LC24-OM4 | LGX扇出接线盒，两个带导针MPO公头/24个LC，多模OM4光纤 | 685.2422 | https://www.l-com.cn/2-mpo-male-w-pins-to-24-lc-om4-multimode-fiber-lgx-fan-out-cassette
FSP-MPM2-LC24-OS2 | LGX扇出接线盒，两个带导针MPO公头/24个LC，单模OS2光纤 | 706.6676 | https://www.l-com.cn/2-mpo-male-w-pins-to-24-lc-os2-single-mode-fiber-lgx-fan-out-cassette
FSP-MPM-3L1S-72LCM3 | 带导针MPO公头推拉式配线架，带3个LGX接线盒，72个LC多模OM3光纤连接端口 | 2472.844 | https://www.l-com.cn/mpo-male-w-pins-pullable-rack-mount-chassis-with-3-lgx-cassettes-72-lc-multimode-fiber-om3
FSP-MPM-3L1S-72LCM4 | 带导针MPO公头推拉式配线架，带3个LGX接线盒，72个LC多模OM4光纤连接端口 | 2497.6512 | https://www.l-com.cn/mpo-male-w-pins-pullable-rack-mount-chassis-with-3-lgx-cassettes-72-lc-multimode-fiber-om4
FSP-MPM-3L1S-72LCSM | 带导针MPO公头推拉式配线架，带3个LGX接线盒，72个LC单模OS2光纤连接端口 | 2561.8923 | https://www.l-com.cn/mpo-male-w-pins-pullable-rack-mount-chassis-with-3-lgx-cassettes-72-lc-single-mode-fiber-os2
FSP-MPM-4L1S-48LCM3 | 带导针MPO公头推拉式配线架，带4个LGX接线盒，48个LC多模OM3光纤连接端口 | 2215.8576 | https://www.l-com.cn/mpo-male-w-pins-pullable-rack-mount-chassis-with-4-lgx-cassettes-48-lc-multimode-fiber-om3
FSP-MPM-4L1S-48LCM4 | 带导针MPO公头推拉式配线架，带4个LGX接线盒，48个LC多模OM4光纤连接端口 | 2248.9474 | https://www.l-com.cn/mpo-male-w-pins-pullable-rack-mount-chassis-with-4-lgx-cassettes-48-lc-multimode-fiber-om4
FSP-MPM-4L1S-48LCSM | 带导针MPO公头推拉式配线架，带4个LGX接线盒，48个LC单模OS2光纤连接端口 | 3268.6632 | https://www.l-com.cn/mpo-male-w-pins-pullable-rack-mount-chassis-with-4-lgx-cassettes-48-lc-single-mode-fiber-os2
FSP-MPM-4L1S-96LCM3 | 带导针MPO公头推拉式配线架，带4个LGX接线盒，96个LC多模OM3光纤连接端口 | 3149.8704 | https://www.l-com.cn/mpo-male-w-pins-pullable-rack-mount-chassis-with-4-lgx-cassettes-96-lc-multimode-fiber-om3
FSP-MPM-4L1S-96LCM4 | 带导针MPO公头推拉式配线架，带4个LGX接线盒，96个LC多模OM4光纤连接端口 | 3182.9688 | https://www.l-com.cn/mpo-male-w-pins-pullable-rack-mount-chassis-with-4-lgx-cassettes-96-lc-multimode-fiber-om4
FSP-MPM-4L1S-96LCSM | 带导针MPO公头推拉式配线架，带4个LGX接线盒，96个LC单模OS2光纤连接端口 | 3268.6632 | https://www.l-com.cn/mpo-male-w-pins-pullable-rack-mount-chassis-with-4-lgx-cassettes-96-lc-single-mode-fiber-os2
FSP-MPM-HDRK-048LCM3 | 带导针MPO公头高密度配线架，带48个LC多模OM3光纤连接端口 | 1629.5627 | https://www.l-com.cn/mpo-male-w-pins-hi-density-rack-mount-chassis-with-48-lc-multimode-fiber-om3
FSP-MPM-HDRK-048LCM4 | 带导针MPO公头高密度配线架，带48个LC多模OM4光纤连接端口 | 1695.276 | https://www.l-com.cn/mpo-male-w-pins-hi-density-rack-mount-chassis-with-48-lc-multimode-fiber-om4
FSP-MPM-HDRK-048LCSM | 带导针MPO公头高密度配线架，带48个LC单模OS2光纤连接端口 | 1664.1504 | https://www.l-com.cn/mpo-male-w-pins-hi-density-rack-mount-chassis-with-48-lc-multimode-fiber-os2
FSP-MPM-HDRK-072LCM3 | 带导针MPO公头高密度配线架，带72个LC多模OM3光纤连接端口 | 2187.5964 | https://www.l-com.cn/mpo-male-w-pins-hi-density-rack-mount-chassis-with-72-lc-multimode-fiber-om3
FSP-MPM-HDRK-072LCM4 | 带导针MPO公头高密度配线架，带72个LC多模OM4光纤连接端口 | 2286.1872 | https://www.l-com.cn/mpo-male-w-pins-hi-density-rack-mount-chassis-with-72-lc-multimode-fiber-om4
FSP-MPM-HDRK-072LCSM | 带导针MPO公头高密度配线架，带72个LC单模OS2光纤连接端口 | 2239.4592 | https://www.l-com.cn/mpo-male-w-pins-hi-density-rack-mount-chassis-with-72-lc-multimode-fiber-os2
FSP-MPM-HDRK-096LCM3 | 带导针MPO公头高密度配线架，带96个LC多模OM3光纤连接端口 | 2745.6352 | https://www.l-com.cn/mpo-male-w-pins-hi-density-rack-mount-chassis-with-96-lc-multimode-fiber-om3
FSP-MPM-HDRK-096LCM4 | 带导针MPO公头高密度配线架，带96个LC多模OM4光纤连接端口 | 2877.0808 | https://www.l-com.cn/mpo-male-w-pins-hi-density-rack-mount-chassis-with-96-lc-multimode-fiber-om4
FSP-MPM-HDRK-096LCSM | 带导针MPO公头高密度配线架，带96个LC单模OS2光纤连接端口 | 2814.768 | https://www.l-com.cn/mpo-male-w-pins-hi-density-rack-mount-chassis-with-96-lc-multimode-fiber-os2
FSP-MPM-HDRK-144LCM3 | 带导针MPO公头高密度配线架，带144个LC多模OM3光纤连接端口 | 3861.7128 | https://www.l-com.cn/mpo-male-w-pins-hi-density-rack-mount-chassis-with-144-lc-multimode-fiber-om3
FSP-MPM-HDRK-144LCM4 | 带导针MPO公头高密度配线架，带144个LC多模OM4光纤连接端口 | 4058.8416 | https://www.l-com.cn/mpo-male-w-pins-hi-density-rack-mount-chassis-with-144-lc-multimode-fiber-om4
FSP-MPM-HDRK-144LCSM | 带导针MPO公头高密度配线架，带144个LC单模OS2光纤连接端口 | 3965.3856 | https://www.l-com.cn/mpo-male-w-pins-hi-density-rack-mount-chassis-with-144-lc-multimode-fiber-os2
FSP-MPO-LC24-OM3 | 光纤盒，带2个MPO-12公头和24个LC端口，OM3（50/125 10G级多模光纤） | 1716.9768 | https://www.l-com.cn/fiber-optic-cassette-with-2-mpo-12-male-24-lc-ports-om3-50-125-10g-mmf
FSP-MPO-LC24-OS1 | 光纤盒，带2个MPO-12公头和24个LC端口，OS1（9/125单模光纤） | 1680.8616 | https://www.l-com.cn/fiber-optic-cassette-with-2-mpo-12-male-24-lc-ports-os1-9-125-smf
FSP-MTM1-LCD6-M3 | LGX扇出连接盒，1个MTP公头（12芯）/6个双芯LC连接器，多模OM3 | 934.1953 | https://www.l-com.cn/1-mtp-male-12-fiber-to-6-duplex-lc-connectors-lgx-fan-out-cassette-om3-multimode
FSP-MTM1-LCD6-SM | LGX扇出连接盒，1个MTP公头（12芯）/6个双芯LC连接器，单模 | 1158.696 | https://www.l-com.cn/1-mtp-male-12-fiber-to-6-duplex-lc-connectors-lgx-fan-out-cassette-single-mode
FSP-MTM1-SCD6-M3 | LGX扇出连接盒，1个MTP公头（12芯）/6个双芯SC连接器，多模OM3 | 914.76 | https://www.l-com.cn/1-mtp-male-12-fiber-to-6-duplex-sc-connectors-lgx-fan-out-cassette-om3-multimode
FSP-MTM1-SCD6-SM | 1个MTP公（12光纤）至6个双工SC连接器，LGX扇出连接盒，单模 | 1158.696 | https://www.l-com.cn/1-mtp-male-12-fiber-to-6-duplex-sc-connectors-lgx-fan-out-cassette-single-mode
FSP-MTM2-LCQ6-M3 | LGX扇出连接盒，2个MTP公头（24芯）/6个四芯LC连接器，多模OM3 | 1646.568 | https://www.l-com.cn/2-mtp-male-24-fiber-to-6-quad-lc-connectors-lgx-fan-out-cassette-om3-multimode
FSP-MTM2-LCQ6-SM | LGX扇出连接盒，2个MTP公头（24芯）/6个四芯LC连接器，单模 | 2134.44 | https://www.l-com.cn/2-mtp-male-24-fiber-to-6-quad-lc-connectors-lgx-fan-out-cassette-single-mode
FSP-MTPA6-BLK-MMBR | 光纤接线面板，带有用于装入6个MTP A型多模耦合器壳，青铜对正套管，黑色连接器壳，黑色 | 335.412 | https://www.l-com.cn/fiber-sub-panel-mtp-type-a-multimode-couplers-6-count-bronze-sleeve-blackconnector-black
FSP-MTPA6-GRN-SMCR | 光纤接线面板，带有用于装入6个MTP A型单模耦合器壳，陶瓷对正套管，绿色连接器壳，黑色 | 396.396 | https://www.l-com.cn/fiber-sub-panel-mtp-type-a-single-mode-couplers-6-count-ceramic-sleeve-green-connector-black
FSP-SC6-0-BNK | 未装配光纤接线面板，带有用于装入6个SC单工耦合器的开孔，黑色 | 28.347 | https://www.l-com.cn/fiber-sub-panel-unloaded-sc-simplex-6-couplers-black
FSP-SC6-BGE-MMBR | 光纤接线面板，带有用于装入6个米色SC单工多模耦合器壳，青铜对正套管，米色连接器壳，黑色 | 85.3776 | https://www.l-com.cn/fiber-sub-panel-sc-simplex-multimode-couplers-6-count-bronze-sleeve-beige-connector-black
FSP-SC6-BLU-SMCR | 光纤接线面板，带有用于装入6个SC单工单模耦合器壳，陶瓷对正套管，蓝色连接器壳，黑色 | 103.6728 | https://www.l-com.cn/fiber-sub-panel-sc-simplex-single-mode-couplers-6-count-ceramic-sleeve-blue-connector-black
FSP-SC8-0-BNK | 未装配光纤接线面板，带有用于装入8个SC单工耦合器的开孔，黑色 | 17.3787 | https://www.l-com.cn/fiber-sub-panel-unloaded-sc-simplex-8-couplers-black
FSP-SC8-BGE-MMBR | 光纤接线面板，带有用于装入8个米色SC单工多模耦合器壳，青铜对正套管，米色连接器壳，黑色 | 97.5744 | https://www.l-com.cn/fiber-sub-panel-sc-simplex-multimode-couplers-8-count-bronze-sleeve-beige-connector-black
FSP-SC8-BLU-SMCR | 光纤接线面板，带有用于装入8个SC单工单模耦合器壳，陶瓷对正套管，蓝色连接器壳，黑色 | 115.8696 | https://www.l-com.cn/fiber-sub-panel-sc-simplex-single-mode-couplers-8-count-ceramic-sleeve-blue-connector-black
FSP-SCA6-GRN-SMCR | 光纤接线面板，带有用于装入6个SC/APC单工单模耦合器壳，陶瓷对正套管，绿色连接器壳，黑色 | 103.6728 | https://www.l-com.cn/fiber-sub-panel-sc-apc-simplex-single-mode-couplers-6-count-ceramic-sleeve-green-connector-black
FSP-SCA8-GRN-SMCR | 光纤接线面板，带有用于装入8个SC/APC单工单模耦合器壳，陶瓷对正套管，绿色连接器壳，黑色 | 115.8696 | https://www.l-com.cn/fiber-sub-panel-sc-apc-simplex-single-mode-couplers-8-count-ceramic-sleeve-green-connector-black
FSP-SCAD6-GRN-SMCR | 光纤接线面板，带有用于装入6个SC/APC双工单模耦合器壳，陶瓷对正套管，绿色连接器壳，黑色 | 213.444 | https://www.l-com.cn/fiber-sub-panel-sc-apc-duplex-single-mode-couplers-6-count-ceramic-sleeve-green-connector-black
FSP-SC-BR | 光纤连接器子面板，6个SC单工耦合器，带青铜套管 | 47.6034 | https://www.l-com.cn/fiber-optic-fiber-sub-panel-6-sc-simplex-couplers-bronze-sleeve
FSP-SC-CR | 光纤连接器子面板，6个SC单工耦合器，带陶瓷套管 | 61.2612 | https://www.l-com.cn/fiber-optic-fiber-sub-panel-6-sc-simplex-couplers-ceramic-sleeve
FSP-SCD6-0-BNK | 未装配光纤接线面板，带有用于装入6个SC双工耦合器的开孔，黑色 | 17.3659 | https://www.l-com.cn/fiber-sub-panel-unloaded-sc-duplex-6-couplers-black
FSP-SCD6-APC | 光纤连接器子面板，6个APC端面SC双工耦合器，带陶瓷套管 | 199.276 | https://www.l-com.cn/fiber-optic-fiber-sub-panel-6-apc-sc-duplex-couplers-ceramic-sleeve
FSP-SCD6-AQU-M3BR | 光纤接线面板，6个SC双工OM3耦合器壳，青铜对正套管，浅绿色连接器壳，黑 | 121.968 | https://www.l-com.cn/fiber-sub-panel-sc-duplex-om3-couplers-6-count-bronze-sleeve-aqua-connector-black
FSP-SCD6-BGE-MMBR | 光纤接线面板，带有用于装入6个米色SC双工多模耦合器壳，青铜对正套管，米色连接器壳，黑色 | 121.968 | https://www.l-com.cn/fiber-sub-panel-sc-duplex-multimode-couplers-6-count-bronze-sleeve-beige-connector-black
FSP-SCD6-BLU-SMCR | 光纤接线面板，带有用于装入6个SC双工单模耦合器壳，陶瓷对正套管，蓝色连接器壳，黑色 | 176.8536 | https://www.l-com.cn/fiber-sub-panel-sc-duplex-single-mode-couplers-6-count-ceramic-sleeve-blue-connector-black
FSP-SCD6-BR | 光纤连接器子面板，6个SC双工耦合器，带青铜套管 | 68.9014 | https://www.l-com.cn/fiber-optic-fiber-sub-panel-6-sc-duplex-couplers-bronze-sleeve
FSP-SCD6-CR | 光纤连接器子面板，6个SC双工耦合器，带陶瓷套管 | 97.6478 | https://www.l-com.cn/fiber-optic-fiber-sub-panel-6-sc-duplex-couplers-ceramic-sleeve
FSP-SCDLCQ6-BNK | 光纤连接器子面板，空白子面板，带6个双工SC/四芯LC开口，黑 | 27.8504 | https://www.l-com.cn/fiber-optic-fsp-sub-panel-blank-sub-panel-with-6-sc-duplex-lc-quad-openings-black
FSP-SCMTLC-BNK | 光纤连接器子面板，空白子面板，带6个单工SC/MTRJ/双工LC开口，黑 | 13.728 | https://www.l-com.cn/fiber-optic-fsp-sub-panel-blank-sub-panel-with-6-sc-simplex-mtrj-lc-duplex-openings-black
FSP-ST6-0-BNK | 未装配光纤机架面板面板，可装6个ST单芯耦合器，黑 | 17.3795 | https://www.l-com.cn/fiber-sub-panel-unloaded-st-simplex-6-couplers-black
FSP-ST8-0-BNK | 装配光纤接线面板，带有用于装入8个单芯ST耦合器的开孔，黑色 | 17.379 | https://www.l-com.cn/fiber-sub-panel-unloaded-st-simplex-8-couplers-black
FSP-ST-BR | 光纤连接器子面板，6个ST单工耦合器，带青铜套管 | 49.995 | https://www.l-com.cn/fiber-optic-fiber-sub-panel-6-st-simplex-couplers-bronze-sleeve
FSP-STFC-BNK | 光纤连接器子面板，空白子面板，带6个单芯ST/FC开口，黑 | 25.191 | https://www.l-com.cn/fiber-optic-fsp-sub-panel-blank-sub-panel-with-6-st-fc-simplex-openings-black
GCP15F | 薄型公母转接头，DB15母头/母头，无配接硬件 | 5.9623 | https://www.l-com.cn/d-sub-slimline-gender-changer-db15-female-female-no-hardware
GCP25F | 薄型公母转接头，DB25母头/母头，无配接硬件 | 6.3983 | https://www.l-com.cn/d-sub-slimline-gender-changer-db25-female-female-no-hardware
GCPH15F | 薄型公母转接头，HD15母头/母头，无配接硬件 | 5.0089 | https://www.l-com.cn/d-sub-slimline-gender-changer-hb15-female-female-no-hardware
GFN-EXT-RS232 | Gefen 5类RS-232延长器 | 1239.5592 | https://www.l-com.cn/serial-converters-controller-cards-gefen-rs-232-cat5-extender
GPIBDC-F | GPIB母头连接器防尘帽，10件/袋 | 5.0688 | https://www.l-com.cn/ieee-488-gpib-gpib-female-connector-dust-covers-pkg-10
GPIBDC-M | GPIB公头连接器防尘帽，10件/袋 | 5.7024 | https://www.l-com.cn/ieee-488-gpib-gpib-male-connector-dust-covers-pkg-10
GPIB-NUT | GPIB螺母，50件/袋 | 25.96 | https://www.l-com.cn/ieee-488-gpib-gpib-nuts-pkg-50
GPIB-TMBSC-15 | 翼形螺丝，适用于装配式的直列GPIB，20个/袋 | 19.09 | https://www.l-com.cn/ieee-488-gpib-gpib-thumbscrew-assembled-inline-pkg-20
GPIB-TMBSC-16 | 翼形螺丝，适用于模制式的直列GPIB，20个/袋 | 25.434 | https://www.l-com.cn/ieee-488-gpib-gpib-thumbscrew-molded-inline-pkg-20
GROM-25 | 备用垫圈，用于SDC25及SDRA25金属系列外壳 | 2.0031 | https://www.l-com.cn/d-sub-replacement-grommets-sdc-sdra-25-metal-backshells
H351 | Premium Impact Tool Body Only, Without Blade | 63.1545 | https://www.l-com.cn/ethernet-premium-impact-tool-body-only-without-blade
H351B110 | Impact Blade, Reversible for 110 Terminals | 19.4469 | https://www.l-com.cn/ethernet-impact-blade-reversible-for-110-terminals
H351B66 | Impact Blade, Reversible for 66 Terminals | 25.0074 | https://www.l-com.cn/ethernet-impact-blade-reversible-for-66-terminals
H351B-K | Impact Blade, Reversible for Krone Terminals | 24.6291 | https://www.l-com.cn/ethernet-impact-blade-reversible-for-krone-terminals
H353 | Economy Non-Impact Tool Body Only, Without Blade | 60.0349 | https://www.l-com.cn/ethernet-economy-non-impact-tool-body-only-without-blade
HCM-1 | 19英寸（48.3厘米）架装理线排，1.75英寸（4.4厘米）（1个机架空间），带小型线夹 | 361.1888 | https://www.l-com.cn/patch-panel-server-rack-19-rackmount-cable-manager-1-3-4-1-rack-space-with-micro-clips
HCM-1DV | 19英寸（48.3厘米）架装理线排，1英寸（2.5厘米）以上（1U）高密度理线排，带端环 | 456.3888 | https://www.l-com.cn/patch-panel-server-rack-19-rackmount-cable-manager-1-1u-dense-managers-with-end-rings
HCM-1V | 19英寸（48.3厘米）架装理线排，1.75英寸（4.4厘米）（1个机架空间），带端环 | 456.3888 | https://www.l-com.cn/patch-panel-server-rack-19-rackmount-cable-manager-1-3-4-1-rack-space-with-end-rings
HCM-2DV | 19英寸（48.3厘米）架装理线排，3.5英寸（8.9厘米） （2个机架空间），带端环 | 510.7888 | https://www.l-com.cn/patch-panel-server-rack-19-rackmount-cable-manager-3-1-2-2-rack-space-with-end-rings
HCT-1 | 19英寸（48.3厘米）架装水平线槽，1.75英寸（4.4厘米）（1个机架空间） | 354.3888 | https://www.l-com.cn/patch-panel-server-rack-19-rackmount-horizontal-cable-tray-1-3-4-1-rack-space
HCT-2 | 19英寸（48.3厘米）架装水平线槽，3.5英寸（8.9厘米）（2个机架空间） | 171.7135 | https://www.l-com.cn/patch-panel-server-rack-19-rackmount-horizontal-cable-tray-3-1-2-2-rack-space
HDAFCM | HDMI A型母头至HDMI C型公头转接线 | 14.0184 | https://www.l-com.cn/audio-video-hdmi-a-female-to-hdmi-c-male-dongle-cable
HDAFDM | HDMI A型母头至HDMI D型公头转接线 | 22.176 | https://www.l-com.cn/audio-video-hdmi-a-female-to-hdmi-d-male-dongle-cable
HDAMFLOC | 带锁紧螺丝HDMI A型公头至HDMI母头转接线 | 11.6424 | https://www.l-com.cn/audio-video-hdmi-a-male-with-locking-screw-to-hdmi-female-dongle-cable
HDCA453MM-1 | 带以太网功能高速HDMI®线缆，公头/45度左出线公头，1米 | 43.7633 | https://www.l-com.cn/audio-video-high-speed-hdmi-cable-with-ethernet-male-45-degree-angle-male-left-exit-10-m
HDCA454MM-3 | 带以太网功能高速HDMI 线缆，公头/45度右出线公头，3米 | 139.74 | https://www.l-com.cn/audio-video-high-speed-hdmi-cable-with-ethernet-male-45-degree-angle-male-right-exit-30-m
HDCABK-0.5 | 带以太网功能高速HDMI 线缆，公头/公头，黑，模塑成型，0.5米 | 52.02 | https://www.l-com.cn/audio-video-high-speed-hdmi-cable-with-ethernet-male-male-black-overmold-05-m
HDCABK-3 | 带以太网功能高速HDMI 线缆，公头/公头，黑，模塑成型，3米 | 51.388 | https://www.l-com.cn/audio-video-high-speed-hdmi-cable-with-ethernet-male-male-black-overmold-30-m
HDCABL-2 | 带以太网功能高速HDMI 线缆，公头/公头，蓝，模塑成型，2米 | 47.848 | https://www.l-com.cn/audio-video-high-speed-hdmi-cable-with-ethernet-male-male-blue-overmold-20-m
HDCABL-5 | 带以太网功能高速HDMI 线缆，公头/公头，蓝，模塑成型，5米 | 62.7 | https://www.l-com.cn/audio-video-high-speed-hdmi-cable-with-ethernet-male-male-blue-overmold-50-m
HDCAGR-5 | 带以太网功能高速HDMI 线缆，公头/公头，绿，模塑成型，5米 | 94.77 | https://www.l-com.cn/audio-video-high-speed-hdmi-cable-with-ethernet-male-male-green-overmold-50-m
HDCAMMZ-0.5 | 带以太网功能高速HDMI 线缆，公头/公头，低烟无卤，0.5米 | 42.9856 | https://www.l-com.cn/audio-video-high-speed-hdmi-cable-with-ethernet-male-male-lszh-05-m
HDCAMMZ-4 | 带以太网功能高速HDMI 线缆，公头/公头，低烟无卤，4米 | 127.489 | https://www.l-com.cn/audio-video-high-speed-hdmi-cable-with-ethernet-male-male-lszh-40-m
HDCAMMZ-5 | 带以太网功能高速HDMI 线缆，公头/公头，低烟无卤，5米 | 147.8357 | https://www.l-com.cn/audio-video-high-speed-hdmi-cable-with-ethernet-male-male-lszh-50-m
HDCAMT-0.5 | 具有以太网功能的金属铠装HDMI 线缆，公头/公头，0.5m | 66.788 | https://www.l-com.cn/audio-video-metal-armored-hdmi-cable-with-ethernet-male-male-05m
HDCAMT-3 | 具有以太网功能的金属铠装HDMI 线缆，公头/公头，3.0m | 93.42 | https://www.l-com.cn/audio-video-metal-armored-hdmi-cable-with-ethernet-male-male-30m
HDCAMT-4 | 具有以太网功能的金属铠装HDMI 线缆，公头/公头，4.0m | 158.97 | https://www.l-com.cn/audio-video-metal-armored-hdmi-cable-with-ethernet-male-male-40m
HDCAMT-5 | 具有以太网功能的金属铠装HDMI 线缆，公头/公头，5.0m | 128.7867 | https://www.l-com.cn/audio-video-metal-armored-hdmi-cable-with-ethernet-male-male-50m
HDCAOR-1 | 带以太网功能高速HDMI 线缆，公头/公头，橙，模塑成型，1米 | 35.855 | https://www.l-com.cn/audio-video-high-speed-hdmi-cable-with-ethernet-male-male-orange-overmold-10-m
HDCAOR-2 | 带以太网功能高速HDMI 线缆，公头/公头，橙，模塑成型，2米 | 46.485 | https://www.l-com.cn/audio-video-high-speed-hdmi-cable-with-ethernet-male-male-orange-overmold-20-m
HDCAOR-3 | 带以太网功能高速HDMI 线缆，公头/公头，橙，模塑成型，3米 | 47.895 | https://www.l-com.cn/audio-video-high-speed-hdmi-cable-with-ethernet-male-male-orange-overmold-30-m
HDCAOR-4 | 带以太网功能高速HDMI 线缆，公头/公头，橙，模塑成型，4米 | 88.83 | https://www.l-com.cn/audio-video-high-speed-hdmi-cable-with-ethernet-male-male-orange-overmold-40-m
HDCAOR-5 | 带以太网功能高速HDMI 线缆，公头/公头，橙，模塑成型，5米 | 94.76 | https://www.l-com.cn/audio-video-high-speed-hdmi-cable-with-ethernet-male-male-orange-overmold-50-m
HDCAPL-1 | 具有以太网功能的塑料铠装HDMI 线缆，公头/公头，1.0m | 53.3767 | https://www.l-com.cn/audio-video-plastic-armored-hdmi-cable-with-ethernet-male-male-10m
HDCAPL-2 | 具有以太网功能的塑料铠装HDMI 线缆，公头/公头，2.0m | 51.18 | https://www.l-com.cn/audio-video-plastic-armored-hdmi-cable-with-ethernet-male-male-20m
HDCAPL-3 | 具有以太网功能的塑料铠装HDMI 线缆，公头/公头，3.0m | 111.19 | https://www.l-com.cn/audio-video-plastic-armored-hdmi-cable-with-ethernet-male-male-30m
HDCAPL-4 | 具有以太网功能的塑料铠装HDMI 线缆，公头/公头，4.0m | 74.58 | https://www.l-com.cn/audio-video-plastic-armored-hdmi-cable-with-ethernet-male-male-40m
HDCAPL-5 | 具有以太网功能的塑料铠装HDMI 线缆，公头/公头，5.0m | 85.1 | https://www.l-com.cn/audio-video-plastic-armored-hdmi-cable-with-ethernet-male-male-50m
HDCARAMT-5 | 带以太网功能直角型金属铠装HDMI 线缆，公头/公头，5米 | 231.054 | https://www.l-com.cn/audio-video-right-angle-metal-armored-hdmi-cable-with-ethernet-male-male-5m
HDCAYL-0.5 | 带以太网功能高速HDMI 线缆，公头/公头，黄，模塑成型，0.5米 | 56.95 | https://www.l-com.cn/audio-video-high-speed-hdmi-cable-with-ethernet-male-male-yellow-overmold-05-m
HDCAYL-2 | 带以太网功能高速HDMI 线缆，公头/公头，黄，模塑成型，2米 | 42.445 | https://www.l-com.cn/audio-video-high-speed-hdmi-cable-with-ethernet-male-male-yellow-overmold-20-m
HDCAYL-3 | 带以太网功能高速HDMI 线缆，公头/公头，黄，模塑成型，3米 | 52.445 | https://www.l-com.cn/audio-video-high-speed-hdmi-cable-with-ethernet-male-male-yellow-overmold-30-m
HDCAYL-4 | 带以太网功能高速HDMI 线缆，公头/公头，黄，模塑成型，4米 | 88.83 | https://www.l-com.cn/audio-video-high-speed-hdmi-cable-with-ethernet-male-male-yellow-overmold-40-m
HDCAYL-5 | 带以太网功能高速HDMI 线缆，公头/公头，黄，模塑成型，5米 | 94.73 | https://www.l-com.cn/audio-video-high-speed-hdmi-cable-with-ethernet-male-male-yellow-overmold-50-m
HD-DPI-MM-8 | HDMI公头至Displayport公头转接线 | 39.1615 | https://www.l-com.cn/audio-video-hdmi-male-to-displayport-male-dongle
HD-DVII-MM-3 | HDMI至DVI转接线，3英寸（7.6厘米）长度 | 22.176 | https://www.l-com.cn/audio-video-hdmi-male-to-dvi-male-dongle
HD-EXT-HSL | 主动HDMI®，通过UTP延长器，150FT | 724.68 | https://www.l-com.cn/audio-video-active-hdmi-over-utp-extender-150-feet
HDFM | HDMI适配器，直列式，母头/公头 | 11.441 | https://www.l-com.cn/audio-video-hdmi-inline-adapter-female-to-male
HDFT | HDMI母头连接器，用于现场端接 | 25.74 | https://www.l-com.cn/audio-video-female-field-termination-connector-for-hdmi-applications
HDKEY-WT | HDMI直插式Keystone耦合器，白 | 38.5539 | https://www.l-com.cn/audio-video-hdmi-feed-through-keystone-coupler-white
HDRA-0.5 | 具有以太网功能的高速HDMI 线缆，公头/公头直角式向右出线，0.5m | 36.662 | https://www.l-com.cn/audio-video-high-speed-hdmi-cable-with-ethernet-male-right-angle-male-right-exit-05-m
HDRA-1 | 具有以太网功能的高速HDMI 线缆，公头/公头直角式向右出线，1.0m | 37.8243 | https://www.l-com.cn/audio-video-high-speed-hdmi-cable-with-ethernet-male-right-angle-male-right-exit-10-m
HDRA2-0.5 | 具有以太网功能的高速HDMI 线缆，公头/公头直角式向左出线，0.5m | 67.37 | https://www.l-com.cn/audio-video-high-speed-hdmi-cable-with-ethernet-male-right-angle-male-left-exit-05-m
HDRA2-3 | 带以太网功能高速HDMI 线缆，公头/直角左出线公头，3米 | 82.31 | https://www.l-com.cn/audio-video-high-speed-hdmi-cable-with-ethernet-male-right-angle-male-left-exit-30-m
HDRA2-5 | 具有以太网功能的高速HDMI 线缆，公头/公头直角式向左出线，5.0m | 74.09 | https://www.l-com.cn/audio-video-high-speed-hdmi-cable-with-ethernet-male-right-angle-male-left-exit-50-m
HDRA-3 | 具有以太网功能的高速HDMI 线缆，公头/公头直角式向右出线，3.0m | 51.84 | https://www.l-com.cn/audio-video-high-speed-hdmi-cable-with-ethernet-male-right-angle-male-right-exit-30-m
HDRA3-1 | 具有以太网功能的高速HDMI 线缆，公头/公头直角式向上出线，1.0m | 41.96 | https://www.l-com.cn/audio-video-high-speed-hdmi-cable-with-ethernet-male-right-angle-male-top-exit-10-m
HDRA3-2 | 具有以太网功能的高速HDMI 线缆，公头/公头直角式向上出线，2.0m | 56.23 | https://www.l-com.cn/audio-video-high-speed-hdmi-cable-with-ethernet-male-right-angle-male-top-exit-20-m
HDRA3-3 | 具有以太网功能的高速HDMI 线缆，公头/公头直角式向上出线，3.0m | 56.475 | https://www.l-com.cn/audio-video-high-speed-hdmi-cable-with-ethernet-male-right-angle-male-top-exit-30-m
HDRA3-4 | 具有以太网功能的高速HDMI 线缆，公头/公头直角式向上出线，4.0m | 120.58 | https://www.l-com.cn/audio-video-high-speed-hdmi-cable-with-ethernet-male-right-angle-male-top-exit-40-m
HDRA3-5 | 具有以太网功能的高速HDMI 线缆，公头/公头直角式向上出线，5.0m | 126.74 | https://www.l-com.cn/audio-video-high-speed-hdmi-cable-with-ethernet-male-right-angle-male-top-exit-50-m
HDRA4-1 | 具有以太网功能的高速HDMI 线缆，公头/公头直角式向下出线，1.0m | 42.3 | https://www.l-com.cn/audio-video-high-speed-hdmi-cable-with-ethernet-male-right-angle-male-bottom-exit-10-m
HDRA4-2 | 具有以太网功能的高速HDMI 线缆，公头/公头直角式向下出线，2.0m | 53.27 | https://www.l-com.cn/audio-video-high-speed-hdmi-cable-with-ethernet-male-right-angle-male-bottom-exit-20-m
HDRA4-4 | 具有以太网功能的高速HDMI 线缆，公头/公头直角式向下出线，4.0m | 121.76 | https://www.l-com.cn/audio-video-high-speed-hdmi-cable-with-ethernet-male-right-angle-male-bottom-exit-40-m
HDRA4-5 | 具有以太网功能的高速HDMI 线缆，公头/公头直角式底部退出，5.0m | 127.01 | https://www.l-com.cn/audio-video-high-speed-hdmi-cable-with-ethernet-male-right-angle-male-bottom-exit-50-m
HDRAZ-1 | 具有以太网功能的低烟无卤高速HDMI 线缆，公头/公头直角式向右出线，1.0m | 103.025 | https://www.l-com.cn/audio-video-high-speed-hdmi-cable-with-ethernet-male-right-angle-male-lszh-right-exit-10-m
HDRAZ-2 | 具有以太网功能的低烟无卤高速HDMI 线缆，公头/公头直角式向右出线，2.0m | 65.79 | https://www.l-com.cn/audio-video-high-speed-hdmi-cable-with-ethernet-male-right-angle-male-lszh-right-exit-20-m
HDRAZ2-0.5 | 具有以太网功能的低烟无卤高速HDMI 线缆，公头/公头直角式向左出线，0.5m | 72.48 | https://www.l-com.cn/audio-video-high-speed-hdmi-cable-with-ethernet-male-right-angle-male-lszh-left-exit-05-m
HDRAZ2-3 | 带以太网功能高速HDMI 线缆，公头/直角型公头，低烟无卤，左出线，3米 | 105.56 | https://www.l-com.cn/audio-video-high-speed-hdmi-cable-with-ethernet-male-right-angle-male-lszh-left-exit-30-m
HDRAZ-3 | 具有以太网功能的低烟无卤高速HDMI 线缆，公头/公头直角式向右出线，3.0m | 87.01 | https://www.l-com.cn/audio-video-high-speed-hdmi-cable-with-ethernet-male-right-angle-male-lszh-right-exit-30-m
HDRAZ3-0.5 | 具有以太网功能的低烟无卤高速HDMI 线缆，公头/公头直角式向上出线，0.5m | 53.815 | https://www.l-com.cn/audio-video-high-speed-hdmi-cable-with-ethernet-male-right-angle-male-lszh-top-exit-05-m
HDRAZ3-1 | 具有以太网功能的低烟无卤高速HDMI 线缆，公头/公头直角式向上出线，1.0m | 113.59 | https://www.l-com.cn/audio-video-high-speed-hdmi-cable-with-ethernet-male-right-angle-male-lszh-top-exit-10-m
HDRAZ3-3 | 具有以太网功能的低烟无卤高速HDMI 线缆，公头/公头直角式向上出线，3.0m | 139.73 | https://www.l-com.cn/audio-video-high-speed-hdmi-cable-with-ethernet-male-right-angle-male-lszh-top-exit-30-m
HDRAZ4-1 | 具有以太网功能的低烟无卤高速HDMI 线缆，公头/公头直角式向下出线，1.0m | 55.315 | https://www.l-com.cn/audio-video-high-speed-hdmi-cable-with-ethernet-male-right-angle-male-lszh-bottom-exit-10-m
HDRAZ4-5 | 具有以太网功能的低烟无卤高速HDMI 线缆，公头/公头直角式向下出线，5.0m | 164.7 | https://www.l-com.cn/audio-video-high-speed-hdmi-cable-with-ethernet-male-right-angle-male-lszh-bottom-exit-50-m
HDRAZ-5 | 具有以太网功能的低烟无卤高速HDMI 线缆，公头/公头直角式向右出线，5.0m | 154.51 | https://www.l-com.cn/audio-video-high-speed-hdmi-cable-with-ethernet-male-right-angle-male-lszh-right-exit-50-m
HD-SP-102 | L-com HDMI分离器，1x2，3D Ready，支持HDCP | 326.8584 | https://www.l-com.cn/audio-video-l-com-hdmi-splitter-1-x-2-3d-ready-hdcp-compliant
HD-SW-201 | L-com HDMI交换机，2x1，3D Ready，支持HDCP | 265.32 | https://www.l-com.cn/audio-video-l-com-hdmi-switch-2-x-1-3d-ready-hdcp-compliant
HD-SW-401 | L-com HDMI交换机，4x1，3D Ready，支持HDCP | 366.9336 | https://www.l-com.cn/audio-video-l-com-hdmi-switch-4-x-1-3d-ready-hdcp-compliant
HD-UC-MM-3 | USB 3.1 Type-C至HDMI公头转接线 | 87.12 | https://www.l-com.cn/usb-usb-31-type-c-to-hdmi-male-dongle
HDVGA-MM-7 | HDMI公头/VGA公头线缆，7英尺（2.1米）长度 | 198 | https://www.l-com.cn/audio-video-hdmi-male-to-vga-male-cable-length-7ft
HG102PS-NMO | 2dBi可调谐聚合物弹簧车载天线，108~520MHz，NMO底座连接器 | 193.8708 | https://www.l-com.cn/2-dbi-tunable-poly-spring-vehicular-antenna-108-520-mhz-nmo-mount-connector-hg102ps-nmo
HG10382DU-GPS | 双频段双工天线套件，带GPS，108~174/380~870MHz，NMO底座/N型连接器 | 1012.176 | https://www.l-com.cn/dual-band-duplexed-antenna-kit-gps-108-174-380-870-mhz-nmo-mount-n-type-connectors-hg10382du-gps
HG1038DU | 双频段双工天线套件，108~174/380~870MHz，NMO底座/N型连接器 | 791.208 | https://www.l-com.cn/dual-band-duplexed-antenna-kit-108-174-380-870-mhz-nmo-mount-n-type-connectors-hg1038du
HG104574DU | 三频段双工天线套件，108~174/450~520/746~870MHz，NMO底座/N型连接器 | 1440.779 | https://www.l-com.cn/tri-band-duplexed-antenna-kit-108-174-450-520-746-870-mhz-nmo-mount-n-type-connectors-hg104574du
HG104574DU-GPS | 三频段双工天线套件，带GPS，108~174/450~520/746~870MHz，NMO底座/N型连接器 | 1045.44 | https://www.l-com.cn/tri-band-duplexed-antenna-kit-gps-108-174-450-520-746-870-mhz-nmo-mount-n-type-connectors-hg104574du-gps
HG110TEL-BNC | 0 dBi 118-174 MHz 可调节伸缩便携式天线 BNC连接器 | 106.92 | https://www.l-com.cn/wireless-antenna-0-dbi-tunable-telescopic-portable-antenna-118-174-mhz-bnc-connector
HG132PSGI-NMO | 2dBi可调谐聚合物弹簧车载天线，132~174MHz，NMO底座连接器 | 229.9176 | https://www.l-com.cn/2-dbi-ground-independent-tunable-poly-spring-vehicular-antenna-132-174-mhz-nmo-mount-connector-hg132psgi-nmo
HG133PS-NMO | 3dBi可调谐聚合物弹簧车载天线，132~174MHz，NMO底座连接器 | 171.475 | https://www.l-com.cn/3-dbi-tunable-poly-spring-vehicular-antenna-132-174-mhz-nmo-mount-connector-hg133ps-nmo
HG142PSGI-NMO | 2dBi可调谐聚合物弹簧车载天线，144-174MHz，NMO底座连接器 | 229.9176 | https://www.l-com.cn/2-dbi-ground-independent-tunable-poly-spring-vehicular-antenna-144-174-mhz-nmo-mount-connector-hg142psgi-nmo
HG142PSWB-NMO | 2dBi宽带聚合物弹簧车载天线，144~174MHz，NMO底座连接器 | 306.504 | https://www.l-com.cn/2-dbi-wideband-poly-spring-vehicular-antenna-144-174-mhz-nmo-mount-connector-hg142pswb-nmo
HG143PS-NMO | 3dBi可调谐聚合物弹簧车载天线，144~174MHz，NMO底座连接器 | 233.64 | https://www.l-com.cn/3-dbi-tunable-poly-spring-vehicular-antenna-144-174-mhz-nmo-mount-connector-hg143ps-nmo
HG1903RD-RSP | 1.9 GHz 3 dBi对讲机橡胶天线 – 反极性SMA公头连接器 | 16.2363 | https://www.l-com.cn/wireless-antenna-19-ghz-3-dbi-rubber-duck-antenna-with-rp-sma-plug-connector
HG1908P-NF | 1.9 GHz 8 dBi平板广角天线 – N型母头连接器 | 297.0475 | https://www.l-com.cn/wireless-antenna-19-ghz-8-dbi-flat-patch-antenna-n-female-connector
HG1911U-PRO | 1.9GHz 11dBi全向天线 | 183.3729 | https://www.l-com.cn/wireless-antenna-19-ghz-11-dbi-omnidirectional-antenna
HG1912P-NF | 1.9 GHz 12 dBi平板广角天线 – N型母头连接器 | 338.2236 | https://www.l-com.cn/wireless-antenna-19-ghz-12-dbi-flat-patch-antenna-n-female-connector
HG1912SY-NF | 1.8 GHz/1.9 GHz 12 dBi不锈钢八木天线 | 95.9595 | https://www.l-com.cn/wireless-antenna-18-ghz-19-ghz-12-dbi-stainless-steel-wireless-yagi-antenna
HG2400RDR-RSP | 2.4 GHz 0 dBi对讲机STUB天线 – 刚性反极性SMA公头 | 13.0668 | https://www.l-com.cn/wireless-antenna-24-ghz-0-dbi-rubber-duck-stub-antenna-rigid-rp-sma-plug
HG2402PU-UFL | 2.4GHz 2dBi嵌入式全向PCB天线，U.FL连接器 | 13.9392 | https://www.l-com.cn/wireless-antenna-24-ghz-2-dbi-embedded-omni-directional-pcb-antenna-ufl-connector
HG2402RD-1-RSF | 2.4 GHz 2 dBi胶棒天线RP-SMA插头连接器 | 3.8016 | https://www.l-com.cn/2.4-ghz-2-dbi-rubber-duck-antenna-rp-sma-plug-connector-hg2402rd-1-rsf
HG2402RDR-1-RSP | 2.4 GHz 2 dBi胶棒天线RP-SMA插头连接器 | 6.0984 | https://www.l-com.cn/2.4-ghz-2-dbi-rubber-duck-antenna-rp-sma-plug-connector-hg2402rdr-1-rsp
HG2402RDR-RSP | 2.4 GHz 2 dBi对讲机天线 – 刚性反极性SMA公头连接器 | 9.203 | https://www.l-com.cn/wireless-antenna-24-ghz-2-dbi-rubber-duck-antenna-rigid-rp-sma-plug-connector
HG2402RD-RSF | 2.4 GHz 2 dBi对讲机天线 – 反极性SMA公头连接器 | 9.9792 | https://www.l-com.cn/wireless-antenna-24-ghz-2-dbi-rubber-duck-antenna-rp-sma-plug-connector
HG2403CU | 2.4GHz 3dBi袖珍型全向吸顶天线 | 118.008 | https://www.l-com.cn/wireless-antenna-24-ghz-compact-3-dbi-ceiling-mount-omni-antenna
HG2403FPU-100IPEX | 嵌入式2.4 GHz Flex PCB天线，3 dBi增益，IPEX接头 | 21.78 | https://www.l-com.cn/embedded-2.4-ghz-flex-pcb-antenna-3-dbi-gain-ipex-connector-hg2403fpu-100ipex
HG2403RD-1-NM | 2.4 GHz 2 dBi胶棒天线 N公插头连接器 | 16.9488 | https://www.l-com.cn/2.4-ghz-3-dbi-rubber-duck-antenna-n-male-connector-hg2403rd-1-nm
HG2403RD-1-RSF | 2.4 GHz 3 dBi胶棒天线RP-SMA插头连接器 | 6.8112 | https://www.l-com.cn/2.4-ghz-3-dbi-rubber-duck-antenna-rp-sma-plug-connector-hg2403rd-1-rsf
HG2403RD-1-RTF | 2.4 GHz 3 dBi胶棒天线RP-TNC插头连接器 | 16.236 | https://www.l-com.cn/2.4-ghz-3-dbi-rubber-duck-antenna-rp-tnc-connector-hg2403rd-1-rtf
HG2403RD-1-SM | 2.4 GHz 3 dBi胶棒天线 SMA 插头连接器 | 12.8994 | https://www.l-com.cn/2.4-ghz-3-dbi-rubber-duck-antenna-sma-connector-hg2403rd-1-sm
HG2403RDR-MMCX | 3dBi便携式天线，2400~2500MHz，带MMCX连接器 | 31.68 | https://www.l-com.cn/2.4-ghz-2.5-ghz-3-dbi-rigid-rubber-duck-antenna-18-inch-pigtail-right-angle-mmcx-connector-hg2403rdr-mmcx
HG2403RD-RTF | 2.4 GHz 3 dBi对讲机天线 – 反极性TNC连接器 | 9.45 | https://www.l-com.cn/wireless-antenna-24-ghz-3-dbi-rubber-duck-antenna-rp-tnc-connector
HG2403-SDC-3NF | 2.4 GHz 3 dBi空间分集MIMO吸顶天线 - 18英寸N型母头连接器 | 134.4816 | https://www.l-com.cn/wireless-antenna-24-ghz-3-dbi-spatial-diversity-mimo-80211n-ceiling-antenna-18in-n-female-connectors
HG2403U-NMO | 2.4 GHz/900 MHz 3 dBi全向天线 - NMO连接器 | 32.0192 | https://www.l-com.cn/wireless-antenna-24-ghz-900-mhz-3-dbi-dual-band-omni-antenna-nmo-connector
HG2403UR-BAN12RSP | 2.4 GHz 3 分贝黑色天线罩封闭式全向天线12英寸引线RP-SMA插头 | 89.1275 | https://www.l-com.cn/2.4-ghz-3-dbi-black-radome-enclosed-omni-antenna-12in-lead-rp-sma-plug-hg2403ur-ban12rsp
HG2403UR-BAN12RTP | 2.4GHz 3dBi黑色天线罩内封式全向天线，12英寸（30.5厘米）长导线，反极性TNC插头 | 54.648 | https://www.l-com.cn/wireless-antenna-24-ghz-3-dbi-black-radome-enclosed-omni-antenna-12-lead-rp-tnc-plug
HG2403UR-NMOB | 2.4 GHz 3 dBi黑色天线罩全向天线 - NMO连接器 | 23.4146 | https://www.l-com.cn/wireless-antenna-24-ghz-3-dbi-black-omni-antenna-nmo-connector
HG2403UR-NMOW | 2.4 GHz 3 dBi白色天线罩全向天线 - NMO连接器 | 31.5593 | https://www.l-com.cn/wireless-antenna-24-ghz-3-dbi-white-omni-antenna-nmo-connector
HG2403US-NM | 2.4GHz 3dBi全向现场勘测天线，N型公头连接器 | 153.3048 | https://www.l-com.cn/wireless-antenna-24-ghz-3-dbi-omnidirectional-site-survey-antenna-n-male-connector
HG2404MGU-NF | 2.4GHz 4dBi全向天线，带磁性安装底座，10英尺（3.0米），N型母头连接器 | 343.93 | https://www.l-com.cn/wireless-antenna-24-ghz-4-dbi-omni-antenna-w-magnetic-mount-10ft-n-female-connector
HG2404MGU-NM | 2.4GHz 4dBi全向天线，带磁性安装底座，10英尺（3.0米），N型公头连接器 | 163.2312 | https://www.l-com.cn/wireless-antenna-24-ghz-4-dbi-omni-antenna-w-magnetic-mount-10ft-n-male-connector
HG2404MGU-RSP | 2.4GHz 4dBi全向天线，带磁性安装底座，10英尺（3.0米），反极性SMA插头连接器 | 179.0395 | https://www.l-com.cn/wireless-antenna-24-ghz-4-dbi-omni-antenna-w-magnetic-mount-10ft-rp-sma-plug-connector
HG2404MGU-RTP | 2.4GHz 4dBi全向天线，带磁性安装底座，10英尺（3.0米），反极性TNC插头连接器 | 159.885 | https://www.l-com.cn/wireless-antenna-24-ghz-4-dbi-omni-antenna-w-magnetic-mount-10ft-rp-tnc-plug-connector
HG2405MGU-NM | 2.4 GHz 5 dBi全向天线，标配磁铁吸盘- N型公头连接器 | 81.3427 | https://www.l-com.cn/wireless-antenna-24-ghz-5-dbi-omni-antenna-w-magnetic-mount-n-male-connector
HG2405MGUR-NM | 2.4GHz 5dBi天线罩内封式全向天线，带磁性安装底座，N型公头连接器 | 457.3008 | https://www.l-com.cn/wireless-antenna-24-ghz-5-dbi-radome-enclosed-omni-antenna-w-magnetic-mount-n-male-connector
HG2405MGUR-RSP | 2.4GHz 5dBi天线罩内封式全向天线，带磁性安装底座，反极性SMA插头连接器 | 511.6 | https://www.l-com.cn/wireless-antenna-24-ghz-5-dbi-radome-enclosed-omni-antenna-w-magnetic-mount-rp-sma-plug-connector
HG2405MGUR-SM | 2.4GHz 5dBi天线罩内封式全向天线，带磁性安装底座，SMA公头连接器 | 486.5256 | https://www.l-com.cn/wireless-antenna-24-ghz-5-dbi-radome-enclosed-omni-antenna-w-magnetic-mount-sma-male-connector
HG2405MGU-RTP | 2.4 GHz 5 dBi全向天线，标配磁铁吸盘- 反极性TNC公头连接器 | 70.105 | https://www.l-com.cn/wireless-antenna-24-ghz-5-dbi-omni-antenna-w-magnetic-mount-rp-tnc-plug-connector
HG2405MGU-SM | 2.4GHz 5dBi全向天线，带磁性安装底座，SMA公头连接器 | 78.805 | https://www.l-com.cn/wireless-antenna-24-ghz-5-dbi-omni-antenna-w-magnetic-mount-sma-male-connector
HG2405P-135-NF | 2.4 GHz 5 dBi 平板室内广角天线，12英寸，N型母头连接器 | 47.405 | https://www.l-com.cn/wireless-antenna-24-ghz-5-dbi-patch-wide-angle-antenna-12inch-n-female-connector
HG2405P-135-RSP | 2.4 GHz 5 dBi平板室内广角天线，4英尺，反极性SMA公头连接器 | 363.528 | https://www.l-com.cn/wireless-antenna-24-ghz-5-dbi-patch-wide-angle-antenna-4-ft-rp-sma-plug-connector
HG2405RD-1-NM | 2.4 GHz 4.5 dBi胶棒天线 N公插头连接器 | 17.5824 | https://www.l-com.cn/2.4-ghz-4.5-dbi-rubber-duck-antenna-n-male-connector-hg2405rd-1-nm
HG2405RD-1-RSP | 2.4 GHz 4.5 dBi胶棒天线RP-SMA插头连接器 | 7.3656 | https://www.l-com.cn/2.4-ghz-4.5-dbi-rubber-duck-antenna-rp-sma-plug-connector-hg2405rd-1-rsp
HG2405RD-1-RTP | 4.5 dBi胶棒天线2,400-2,500 MHz RP-TNC连接器 | 13.1472 | https://www.l-com.cn/4.5-dbi-rubber-duck-antenna-2400-2500-mhz-rp-tnc-connector-hg2405rd-1-rtp
HG2405RD-NM | 2.4 GHz 5 dBi对讲机天线 – N型公头连接器 | 18.3744 | https://www.l-com.cn/wireless-antenna-24-ghz-5-dbi-rubber-duck-antenna-n-male-connector
HG2405RD-RTP | 2.4 GHz 5 dBi对讲机天线 – 反极性TNC公头连接器 | 15.3648 | https://www.l-com.cn/wireless-antenna-24-ghz-5-dbi-rubber-duck-antenna-rp-tnc-plug-connector
HG2405SD-135-RSP | 2.4 GHz, 5 dBi, 广角平板天线, 带4.0 ft / 1.2 m长双反极性SMA插头连接器引线 | 362.3796 | https://www.l-com.cn/wireless-antenna-24-ghz-5-dbi-dual-spatial-diversity-mimo-80211n-dipole-antenna-4-ft-rp-sma-plug-connector
HG2405UP-NF | 2.4 GHz 5.5 dBi全向超迷你天线 - N型母头连接器 | 56.1132 | https://www.l-com.cn/wireless-antenna-24-ghz-5-dbi-omnidirectional-mini-pro-series-antenna-n-female-connector
HG2405UR-NMO | 2.4 GHz, 5 dBi,全向天线, 集成NMO连接器 | 368.2 | https://www.l-com.cn/wireless-antenna-24-ghz-5-dbi-radome-enclosed-omni-directional-antenna-nmo-tad-connector
HG2406DPU | 2.4GHz 6dBi双极性全向MIMO/802.11n天线，N型母头连接器 | 255.4992 | https://www.l-com.cn/wireless-antenna-24-ghz-6-dbi-dual-polarity-omnidirectional-mimo-80211n-antenna-n-female-connectors
HG2407RD-1-RSP | 2.4 GHz 7 dBi胶棒天线RP-SMA插头连接器 | 23.364 | https://www.l-com.cn/2.4-ghz-7-dbi-rubber-duck-antenna-rp-sma-plug-connector-hg2407rd-1-rsp
HG2407UP-NF | 2.4 GHz 7 dBi全向迷你PRO 系列天线 - N型母头连接器 | 90.4629 | https://www.l-com.cn/wireless-antenna-24-ghz-7-dbi-omnidirectional-mini-pro-series-antenna-n-female-connector
HG2407UP-NM | 2.4GHz 7dBi全向天线，MINI PRO系列，N型公头连接器 | 57.2616 | https://www.l-com.cn/wireless-antenna-24-ghz-7-dbi-omnidirectional-mini-pro-series-antenna-n-male-connector
HG2408MGUR-RSP | 2.4GHz 8dBi天线罩内封式全向天线，带磁性安装底座，反极性SMA插头连接器 | 343.0152 | https://www.l-com.cn/wireless-antenna-24-ghz-8-dbi-radome-enclosed-omni-antenna-w-magnetic-mount-rp-sma-plug-connector
HG2408MGUR-RTP | 2.4GHz 8dBi天线罩内封式全向天线，带磁性安装底座，反极性TNC插头连接器 | 367.8428 | https://www.l-com.cn/wireless-antenna-24-ghz-8-dbi-radome-enclosed-omni-antenna-w-magnetic-mount-rp-tnc-plug-connector
HG2408UR-NM | 2.4 GHz 8 dBi全向天线（带柔性基座和天线罩） - N型公头连接器 | 376.17 | https://www.l-com.cn/wireless-antenna-24-ghz-8-dbi-flex-base-radome-enclosed-omni-antenna-nm-connector
HG2408U-RSP | 2.4 GHz 8 dBi 全向天线 - 12英寸，反极性SMA公头连接器 | 121.2696 | https://www.l-com.cn/wireless-antenna-24-ghz-8-dbi-omnidirectional-antenna-12in-rp-sma-plug-connector
HG2408U-RTP | 2.4 GHz 8 dBi全向天线 - 12英寸，反极性TNC公头连接器 | 354.7 | https://www.l-com.cn/wireless-antenna-24-ghz-8-dbi-omnidirectional-antenna-12in-rp-tnc-plug-connector
HG2409PCL-NF | 2.4 GHz 8 dBi 左旋圆极化室内广角平板天线 – 12英寸，N型母头连接器 | 174.1608 | https://www.l-com.cn/wireless-antenna-24-ghz-8-dbi-lh-circular-polarized-patch-antenna-12in-n-female-connector
HG2409PCL-SM | 2.4GHz 8dBi左旋圆极化平板天线，4英尺（1.2米），SMA公头连接器 | 193.5648 | https://www.l-com.cn/wireless-antenna-24-ghz-8-dbi-lh-circular-polarized-patch-antenna-4ft-sma-male-connector
HG2409P-NF | 2.4 GHz, 8 dBi,平板天线,带有12 in/ 30.4 cm长N型母头连接器引线 | 36.565 | https://www.l-com.cn/wireless-antenna-24-ghz-8-dbi-flat-patch-antenna-12in-n-female-connector
HG2409RD-NM | 2.4 GHz, 9 dBi, 对讲机天线, 集成N型公头连接器 | 34.848 | https://www.l-com.cn/wireless-antenna-24-ghz-9-dbi-rubber-duck-antenna-n-male-connector
HG2409RD-RSP | 2.4 GHz, 9 dBi, 对讲机天线, 集成反极性SMA插头连接器 | 34.792 | https://www.l-com.cn/wireless-antenna-24-ghz-9-dbi-rubber-duck-antenna-rp-sma-plug-connector
HG2409UDT-PRO | 2.4 GHz 9 dBi全向天线 – 7度下倾 - N型母头连接器 | 133.3728 | https://www.l-com.cn/wireless-antenna-24-ghz-9-dbi-omnidirectional-antenna-7-degree-down-tilt-n-female-connector
HG2409UDT-PRO-5PK | 2.4GHz 9dBi全向天线，7度下倾角，N型母头连接器，5件装 | 725.1552 | https://www.l-com.cn/wireless-antenna-24-ghz-9-dbi-omnidirectional-antenna-7-degree-down-tilt-n-female-connector-5-pack
HG2409UM-RSP | 2.4 GHz, 8.5 dBi, 全向海事天线, 带3.0 ft/0.9 m长反极性SMA插头连接器引线 | 130.05 | https://www.l-com.cn/wireless-antenna-24-ghz-85-dbi-omni-marine-antenna-3ft-rp-sma-plug-connector
HG2409UP-NF | 2.4 GHz 9 dBi全向超迷你天线 - N型母头连接器 | 56.588 | https://www.l-com.cn/wireless-antenna-24-ghz-9-dbi-omnidirectional-mini-pro-series-antenna-n-female-connector
HG2409U-PRO | 2.4GHz 9dBi全向天线，N型母头连接器 | 118.1358 | https://www.l-com.cn/wireless-antenna-24-ghz-9-dbi-omnidirectional-antenna-n-female-connector
HG2409U-PRO-5PK | 2.4GHz 9dBi全向天线，N型母头连接器，5件装 | 617.76 | https://www.l-com.cn/wireless-antenna-24-ghz-9-dbi-omnidirectional-antenna-n-female-connector-5-pack
HG2409XP | 2.4GHz 9dBi交叉极化平板MIMO天线，N型母头连接器 | 78.7371 | https://www.l-com.cn/wireless-antenna-24-ghz-9-dbi-cross-polarized-flat-panel-antenna-n-female-connectors
HG2409Y-NF | 2.4 GHz, 9 dBi, 八木天线, 带12 in/30.4cm长N型母头连接器引线 | 107.0889 | https://www.l-com.cn/wireless-antenna-24-ghz-9-dbi-yagi-antenna-12in-n-female-connector
HG2410DP | 2.4 GHz 10 dBi双极化迷你MIMO天线 | 54.88 | https://www.l-com.cn/wireless-antenna-24-ghz-10-dbi-dual-polarity-mini-patch-80211n-mimo-antenna
HG2410DPU | 2.4 GHz 10 dBi双极性全向MIMO天线 - N型母头连接器 | 272.8 | https://www.l-com.cn/wireless-antenna-24-ghz-10-dbi-dual-polarity-omnidirectional-mimo-80211n-antenna-n-female-connectors
HG2411UDT-PRO | 2.4 GHz 11 dBi全向天线 – 8度下倾 - N型母头连接器 | 231.4458 | https://www.l-com.cn/wireless-antenna-24-ghz-11-dbi-omnidirectional-antenna-8-degree-down-tilt-n-female-connector
HG2412P | 2.4 GHz 12 dBi迷你板状天线（配天线杆安装支架）- N型母头连接器 | 56.0441 | https://www.l-com.cn/wireless-antenna-24-ghz-11-dbi-mast-mount-mini-panel-antenna-n-female-connector
HG2412P-180 | 2.4 GHz 12 dBi 180°扇区天线 | 325.8381 | https://www.l-com.cn/wireless-antenna-24-ghz-12-dbi-180-degree-sector-panel-antenna
HG2412SXP-120 | 2.4GHz 12dBi空间分集/交叉极化120度扇区天线，N型母头 | 605.088 | https://www.l-com.cn/wireless-antenna-24-ghz-12-dbi-120-degree-spatial-diversity-cross-polarized-mimo-sector-antenna
HG2412SY-NF | 2.4 GHz 12 dBi不锈钢八木天线 - 7英寸N型母头 | 95.0986 | https://www.l-com.cn/wireless-antenna-24-ghz-12-dbi-stainless-steel-yagi-antenna-7in-n-female
HG2412U-PRO-5PK | 2.4GHz 12dBi全向天线，N型母头连接器，5件装 | 897.4152 | https://www.l-com.cn/wireless-antenna-24-ghz-12-dbi-omnidirectional-antenna-n-female-5-pack
HG2412Y-NF | 2.4 GHz 12 dBi八木天线 - 12英寸N型母头连接器 | 90.27 | https://www.l-com.cn/wireless-antenna-24-ghz-12-dbi-yagi-antenna-12in-n-female-connector
HG2413DPU | 2.4 GHz 13 dBi双极性全向MIMO天线 - N型母头连接器 | 349.44 | https://www.l-com.cn/wireless-antenna-24-ghz-13-dbi-dual-polarity-omnidirectional-mimo-80211n-antenna-n-female-connectors
HG2414D | 2.4 GHz 14 dBi反射式抛物面天线 - N型母头连接器 | 98.8867 | https://www.l-com.cn/wireless-antenna-24-ghz-14-dbi-backfire-dish-antenna-n-female-connector
HG2414DP-090 | 2.4 GHz 14 dBi 90°双极性/双馈源扇区天线 | 266.6133 | https://www.l-com.cn/wireless-antenna-24-ghz-14-dbi-90-degree-dual-polarized-dual-feed-mimo-80211n-sector-antenna
HG2414DP-3NF | 2.4 GHz 14 dBi三振子双极性MIMO板状天线 - N型母头连接器 | 119.9395 | https://www.l-com.cn/wireless-antenna-24-ghz14-dbi-three-element-dual-polarized-mimo-panel-antenna-n-female-connectors
HG2414P | 2.4 GHz,14 dBi平板天线,集成N型母头连接器 | 247.3316 | https://www.l-com.cn/wireless-antenna-24-ghz-14-dbi-flat-panel-antenna-integral-n-female-connector
HG2414P-NF | 2.4 GHz,14 dBi平板天线,带12 in/30cm长N型母头连接器引线 | 212.2167 | https://www.l-com.cn/wireless-antenna-24-ghz-14-dbi-flat-panel-antenna-12in-n-female-connector
HG2414SP-090 | 2.4 GHz,14 dBi, 90°扇区天线,垂直极化,集成N型母头连接器 | 196.02 | https://www.l-com.cn/wireless-antenna-24-ghz-14-dbi-90-degree-sector-panel-antenna
HG2414SP-120 | 2.4 GHz,14 dBi,120°扇区天线,垂直极化,集成N型母头连接器 | 373.032 | https://www.l-com.cn/wireless-antenna-24-ghz-14-dbi-120-degree-sector-panel-wlan-antenna
HG2415P-180 | 2.4 GHz,15 dBi,180°扇区天线,垂直极化,集成N型母头连接器 | 792.5544 | https://www.l-com.cn/wireless-antenna-24-ghz-15-dbi-180-degree-sector-panel-antenna
HG2415U-PRO-5PK | 2.4GHz 15dBi全向天线，N型母头连接器，5件装 | 1203.2361 | https://www.l-com.cn/wireless-antenna-24-ghz-15-dbi-omnidirectional-antenna-n-female-5-pack
HG2415Y-NF | 2.4 GHz,14.5 dBi, 八木天线, 带12in / 30cm 长N型母头连接器引线 | 394.8046 | https://www.l-com.cn/wireless-antenna-24-ghz-15-dbi-yagi-antenna-12in-n-female-connector
HG2415Y-NM | 2.4 GHz,14.5 dBi, 八木天线, 带12in / 30cm 长N型公头连接器引线 | 199.995 | https://www.l-com.cn/wireless-antenna-24-ghz-15-dbi-yagi-antenna-4ft-n-male-connector
HG2415Y-RSP | 2.4GHz 15dBi八木天线，4英尺（1.2米），反极性SMA插头连接器 | 181.85 | https://www.l-com.cn/wireless-antenna-24-ghz-15-dbi-yagi-antenna-4ft-rp-sma-plug-connector
HG2415Y-RTP | 2.4GHz 15dBi八木天线，4英尺（1.2米），反极性TNC插头连接器 | 146.085 | https://www.l-com.cn/wireless-antenna-24-ghz-15-dbi-yagi-antenna-4ft-rp-tnc-plug-connector
HG2416DP | 2.4GHz 16dBi双极化MIMO板状天线，N型母头连接器 | 255.288 | https://www.l-com.cn/wireless-antenna-24-ghz-16-dbi-dual-polarized-mimo-panel-antenna-n-female-connectors
HG2416SXP-090 | 2.4GHz 16dBi 90度空间分集/交叉极化扇区天线，N型母头 | 922.68 | https://www.l-com.cn/wireless-antenna-24-ghz-16-dbi-90-degree-spatial-diversity-cross-polarized-mimo-sector-antenna
HG2417P-090 | 2.4 GHz,17 dBi, 90°扇区天线, 集成N型母头连接器 | 335.328 | https://www.l-com.cn/wireless-antenna-24-ghz-17-dbi-90-degree-sector-panel-antenna
HG2417P-120 | 2.4 GHz,17 dBi, 120°扇区天线, 集成N型母头连接器 | 451.5 | https://www.l-com.cn/wireless-antenna-24-ghz-17-dbi-120-degree-sector-panel-antenna
HG2418DPD | 2.4GHz 18dBi双极性/交叉极化MIMO抛物面天线 | 265.0725 | https://www.l-com.cn/wireless-antenna-24-ghz-18-dbi-dual-polarity-x-polarity-mimo-dish-antenna
HG2420EG-NF-5PK | 2.4GHz 20dBi栅格天线，压铸微型反射栅格，N型母头，5件/袋 | 252.695 | https://www.l-com.cn/wireless-antenna-24-ghz-20-dbi-die-cast-mini-reflector-grid-antenna-n-female-5-pack
HG2420P-090 | 2.4 GHz,20 dBi, 90°扇区天线, 集成N型母头连接器 | 852.1497 | https://www.l-com.cn/wireless-antenna-24-ghz-20-dbi-90-degree-sector-panel-antenna
HG2422DPD | 2.4GHz 22dBi双极性/交叉极化MIMO抛物面天线 | 429.9372 | https://www.l-com.cn/wireless-antenna-24-ghz-22-dbi-dual-polarity-x-polarity-mimo-dish-antenna
HG245803MGURB-NM | 2.4/4.9~5.8GHz 3dBi全向天线，黑，带磁性安装底座，N型公头连接器 | 170.4846 | https://www.l-com.cn/wireless-antenna-24-49-58-ghz-3-dbi-black-omni-antenna-w-magnetic-mount-n-male-connector
HG245803MGURB-RSP | 2.4/4.9~5.8GHz 3dBi全向天线，黑，带磁性安装底座，反极性SMA插头连接器 | 151.7736 | https://www.l-com.cn/wireless-antenna-24-49-58-ghz-3-dbi-black-omni-antenna-w-magnetic-mount-rp-sma-plug-connector
HG245803MGURB-RTP | 2.4/4.9~5.8GHz 3dBi全向天线，黑，带磁性安装底座，反极性TNC插头连接器 | 165.1637 | https://www.l-com.cn/wireless-antenna-24-49-58-ghz-3-dbi-black-omni-antenna-w-magnetic-mount-rp-tnc-plug-connector
HG245803MGURB-SM | 2.4/4.9~5.8GHz 3dBi全向天线，黑，带磁性安装底座，SMA公头连接器 | 171.5155 | https://www.l-com.cn/wireless-antenna-24-49-58-ghz-3-dbi-black-omni-antenna-w-magnetic-mount-sma-male-connector
HG245803MGURB-TM | 2.4/4.9~5.8GHz 3dBi全向天线，黑，带磁性安装底座，TNC公头连接器 | 158.6904 | https://www.l-com.cn/wireless-antenna-24-49-58-ghz-3-dbi-black-omni-antenna-w-magnetic-mount-tnc-male-connector
HG245803MGURW-NF | 2.4/4.9~5.8GHz 3dBi全向天线，白，带磁性安装底座，N型母头连接器 | 155.628 | https://www.l-com.cn/wireless-antenna-24-49-58-ghz-3-dbi-white-omni-antenna-w-magnetic-mount-n-female-connector
HG245803MGURW-RSP | 2.4/4.9~5.8GHz 3dBi全向天线，白，带磁性安装底座，反极性SMA插头连接器 | 167.2704 | https://www.l-com.cn/wireless-antenna-24-49-58-ghz-3-dbi-white-omni-antenna-w-magnetic-mount-rp-sma-plug-connector
HG245803MGURW-SM | 2.4/4.9~5.8GHz 3dBi全向天线，白，带磁性安装底座，SMA公头连接器 | 159.192 | https://www.l-com.cn/wireless-antenna-24-49-58-ghz-3-dbi-white-omni-antenna-w-magnetic-mount-sma-male-connector
HG245803UR-NMOB | 2.4/4.9~5.8GHz 3dBi移动式全向天线，黑，NMO连接器 | 33.9932 | https://www.l-com.cn/wireless-antenna-24-49-58-ghz-3-dbi-black-mobile-omnidirectional-antenna-nmo-connector
HG245803UR-NMOW | 2.4/4.9~5.8GHz 3dBi移动式全向天线，白，NMO连接器 | 37.224 | https://www.l-com.cn/wireless-antenna-24-49-58-ghz-3-dbi-white-mobile-omnidirectional-antenna-nmo-connector
HG2458-04PU-100IPEX | 嵌入式2.4 / 5 GHz PCB天线，4 dBi增益，IPEX接头 | 18.612 | https://www.l-com.cn/embedded-2.4-5-ghz-pcb-antenna-4-dbi-gain-ipex-connector-hg2458-04pu-100ipex
HG2458-05PU-UFL | 2.4/5.8GHz嵌入式全向PCB天线，U.FL连接器 | 16.3225 | https://www.l-com.cn/wireless-antenna-24-58-ghz-dual-band-embedded-omni-directional-pcb-antenna-ufl-connector
HG2458-06DP-8NF | 2.4GHz~2.5GHz/5.1GHz~5.8GHz 6/6dBi WiFi6 8×8 MIMO平板天线，8个1米长RG58同轴尾线上带N型母头连接器 | 1080.7776 | https://www.l-com.cn/2.4-ghz-2.5-ghz-5.1-ghz-5.8-ghz-6-6-dbi-wifi-6-8x8-mimo-flat-panel-antenna-8-x-type-n-female-connector-on-1-meter-rg58-pigtail-hg2458-06dp-8nf
HG2458-06DP-8RSP | 2.4GHz~2.5GHz/5.1GHz~5.8GHz 6/6dBi WiFi6 8×8 MIMO平板天线，8个1米长RG58同轴尾线上带反极性SMA公头连接器 | 1064.0103 | https://www.l-com.cn/2.4-ghz-2.5-ghz-5.1-ghz-5.8-ghz-6-6-dbi-wifi-6-8x8-mimo-flat-panel-antenna-8-x-rp-sma-male-connector-on-1-meter-rg58-pigtail-hg2458-06dp-8rsp
HG2458-06DPU | 2.4/5GHz 6dBi双频段/双极化全向天线 | 397.72 | https://www.l-com.cn/wireless-antenna-24-58-ghz-6-dbi-dual-band-dual-polarized-omni-directional-antenna
HG2458-06DPU2 | 2.4/5GHz 6dBi双频段/双极化2×2 MIMO全向天线 | 432.1152 | https://www.l-com.cn/wireless-antenna-24-5-ghz-6-dbi-dual-band-polarized-2x2-mimo-omni-antenna
HG245806U-4RSP | 2.4/5GHz 4/6dBi双频段全向MIMO天线，反极性SMA插头 | 153.0144 | https://www.l-com.cn/wireless-antenna-24-5-ghz-4-6-dbi-dual-band-omni-directional-4x4-mimo-antenna-rp-sma-plug
HG245806U-4RTP | 2.4/5GHz 4/6dBi双频段全向MIMO天线，反极性TNC插头 | 152.8776 | https://www.l-com.cn/wireless-antenna-24-5-ghz-4-6-dbi-dual-band-omni-directional-4x4-mimo-antenna-rp-tnc-plug
HG2458-06U-PRO | 2.4/5.8 GHz 6 dBi双频全向天线 | 158 | https://www.l-com.cn/wireless-antenna-24-58-ghz-6-dbi-dual-band-omni-antenna
HG2458-06U-PRO-5PK | 2.4/5.8 GHz 6 dBi双频全向天线，5件装 | 878.4101 | https://www.l-com.cn/wireless-antenna-24-58-ghz-6-dbi-dual-band-omni-antenna-5pk
HG2458-08DP-4NF | 2.4/5GHz 8dBi双极化平板天线，N型母头连接器 | 206.91 | https://www.l-com.cn/wireless-antenna-24-49-58-ghz-8-dbi-dual-polarized-flat-panel-antenna-n-female-connectors
HG245808DP-4NM36 | 2.4/4.9~5.8GHz四振子双极化平板天线，四个N型公头连接器 | 145.728 | https://www.l-com.cn/wireless-antenna-24-49-58-ghz-4-element-dual-polarized-flat-panel-antenna-4-n-male-connectors
HG245808DP-4RTP36 | 2.4/4.9~5.8GHz四振子双极化平板天线，四个反极性TNC插头连接器 | 199.5544 | https://www.l-com.cn/wireless-antenna-24-49-58-ghz-4-element-dual-polarized-flat-panel-antenna-4-rp-tnc-plug-connectors
HG2458-08LP-NF | 2.4 GHz到5.8 GHz超宽频8 dBi对数周期天线,带9in / 22.9cm 长N型母头连接器引线 | 216.375 | https://www.l-com.cn/wireless-antenna-24-ghz-58-ghz-8-dbi-wide-band-log-periodic-antenna
HG2458-09DPU | 2.4/5GHz 9dBi双频段/双极化全向天线 | 588.456 | https://www.l-com.cn/wireless-antenna-24-58-ghz-9-dbi-dual-band-dual-polarized-omni-directional-antenna
HG2458-09DPU2 | 2.4/5GHz 9dBi双频段/双极化2×2 MIMO全向天线 | 552.024 | https://www.l-com.cn/wireless-antenna-24-5-ghz-9-dbi-dual-band-polarized-2x2-mimo-omni-antenna
HG2458-09P | 2.4 / 5.8 GHz 9dBi,双波段板状天线,N型母头连接器 | 359.0136 | https://www.l-com.cn/wireless-antenna-24-51-58-ghz-9-dbi-flat-panel-antenna-n-female-connector
HG2458-09U-PRO-5PK | 2.4/5.8 GHz 9 dBi双频全向天线，5件装 | 1293.0258 | https://www.l-com.cn/wireless-antenna-24-58-ghz-9-dbi-dual-band-omni-antenna-5pk
HG2458-10DP | 2.4/5.8GHz 10dBi双极性板状天线，N型母头连接器 | 67.4563 | https://www.l-com.cn/wireless-antenna-24-58ghz-10-dbi-dual-polarity-mimo-panel-antenna-n-female-connectors
HG2458-10DP-6NF | 2.4/4.9~5.8GHz六振子双极化平板天线，N型母头连接器 | 322.4298 | https://www.l-com.cn/wireless-antenna-24-49-58-ghz-six-element-dual-polarized-flat-panel-antenna-n-female-connectors
HG2458-10DP-BLK | 2.4GHz~2.5GHz/4.9GHz~5.8GHz 10dBi双频段垂直极化平板天线，带N型母头连接器，黑 | 92.664 | https://www.l-com.cn/2.4-ghz-2.5-ghz-4.9-ghz-5.8-ghz-10-dbi-dual-band-vertically-polarized-flat-panel-antenna-n-type-female-connector-black-hg2458-10dp-blk
HG2458-11DPU | 2.4/5GHz 11dBi双频段/双极化全向天线 | 649.4103 | https://www.l-com.cn/wireless-antenna-24-58-ghz-11-dbi-dual-band-dual-polarized-omni-directional-antenna
HG2458-11DPU2 | 2.4/5GHz 11dBi双频段/双极化2×2 MIMO全向天线 | 613.4832 | https://www.l-com.cn/wireless-antenna-24-5-ghz-11-dbi-dual-band-polarized-2x2-mimo-omni-antenna
HG2458-11P | 2.4/5GHz 11dBi平板天线，N型母头连接器 | 118.008 | https://www.l-com.cn/wireless-antenna-24-49-58-ghz-11-dbi-flat-panel-antenna-n-female-connector
HG2458-13HDP-4NF | 高密度2.4/4.9~5.8GHz四振子双极化MIMO板状天线，N型母头连接器 | 274.11 | https://www.l-com.cn/wireless-antenna-24-49-58-ghz-high-density-4-element-dual-polarized-mimo-flat-panel-antenna-n-female-connectors
HG2458-13P-180 | 2.4/4.9~5.8GHz 13dBi双馈电180度MIMO扇区天线 | 438.6967 | https://www.l-com.cn/wireless-antenna-24-49-58-ghz-13-dbi-dual-feed-180-degree-mimo-sector-panel-antenna
HG2458-14DP-3NF | 2.4/5.8GHz三振子双极性板状天线 | 327.888 | https://www.l-com.cn/wireless-antenna-24-58-ghz-three-element-dual-polarized-mimo-panel-antenna-n-female-connectors
HG2458-14DP-4NF | 2.4/4.9~5.8GHz四振子双极化平板天线，N型母头连接器 | 234.17 | https://www.l-com.cn/wireless-antenna-24-49-58-ghz-four-element-dual-polarized-flat-panel-antenna-n-female-connectors
HG2458-15DP-090 | 2.4/4.9~5.8GHz 15dBi 双频段/双极化90度MIMO扇区天线 | 1365 | https://www.l-com.cn/wireless-antenna-24-49-58-ghz-15-dbi-90-degree-dual-band-dual-polarized-mimo-sector-antenna
HG2458-15XP | 2.4/4.9~5.8GHz 13/15dBi交叉极化平板天线，N型母头连接器 | 243.3816 | https://www.l-com.cn/wireless-antenna-24-49-58-ghz-13-15-dbi-cross-polarized-flat-panel-antenna-n-female-connector
HG2458-3SDC-3NF | 2.4 / 5.8 GHz 3 分贝 MIMO天花板天线N母头连接器 | 52.428 | https://www.l-com.cn/2.4-5.8-ghz-3-dbi-mimo-ceiling-antenna-n-female-connectors-hg2458-3sdc-3nf
HG2458-5P-135-NF | 2.4/5.8 GHz双频段偶极天线，12英寸引线带N型母头连接器 | 334.5595 | https://www.l-com.cn/wireless-antenna-24-58-ghz-dipole-mimo-antenna-12in-n-female-connector
HG2458-5P-135-RSP | 2.4/5.8 GHz双频段偶极天线，4 英尺引线带反极性SMA公头连接器 | 128.09 | https://www.l-com.cn/wireless-antenna-24-58-ghz-dipole-mimo-antenna-4ft-rp-sma-plug-connector
HG2458-5P-135-RTP | 2.4/5.8 GHz双频段偶极天线，4 英尺引线带反极性TNC公头连接器 | 220.88 | https://www.l-com.cn/wireless-antenna-24-58-ghz-dipole-mimo-antenna-4ft-rp-tnc-plug-connector
HG2458-8DS-NF | 2.4/5.7-5.9GHz 8dBi双振子室内级板状天线，12英寸（0.3米），N型母头连接器 | 130.0733 | https://www.l-com.cn/wireless-antenna-24-57-59-ghz-8-dbi-dual-element-indoor-panel-antenna-12in-n-female-connectors
HG2458RD-RSP | 2.4-2.5/4.9-5.3/5.7-5.8 GHz 3 dBi 三波段对讲机天线,集成反极性SMA插头连接器 | 33.8007 | https://www.l-com.cn/wireless-antenna-24-49-58-ghz-3-dbi-multi-band-rubber-duck-antenna-rp-sma-plug-connector
HG2458RD-RTP | 2.4/4.9/5.8GHz 3dBi三频段对讲机天线，反极性TNC插头连接器 | 17.9283 | https://www.l-com.cn/wireless-antenna-24-49-58-ghz-3-dbi-multi-band-rubber-duck-antenna-rp-tnc-plug-connector
HG247103RD-RSP | 2.4GHz~2.5GHz/5.1GHz~7.1GHz 2.5~3.5dBi WiFi 6e可倾斜可旋转胶棒天线，带反极性SMA公头连接器 | 28.512 | https://www.l-com.cn/2.4-ghz-2.5-ghz-5.1-ghz-7.1-ghz-2.5-3.5-dbi-wifi-6e-tilt-swivel-rubber-duck-antenna-reverse-polarity-sma-rp-sma-male-connector-hg247103rd-rsp
HG247103RD-SM | 2.4GHz~2.5GHz/5.1GHz~7.1GHz 2.5~3.5dBi WiFi 6e可倾斜可旋转胶棒天线，带SMA公头连接器 | 28.7001 | https://www.l-com.cn/2.4-ghz-2.5-ghz-5.1-ghz-7.1-ghz-2.5-3.5-dbi-wifi-6e-tilt-swivel-rubber-duck-antenna-sma-male-connector-hg247103rd-sm
HG2471-04U-NF | 2.4GHz~2.5GHz/4.9GHz~7.2GHz 4/7dBi WiFi6e户外级棒状全向天线， N型母头连接器 | 236.94 | https://www.l-com.cn/2.4-ghz-2.5-ghz-4.9-ghz-7.2-ghz-4-7-dbi-wifi-6e-stick-omnidirectional-outdoor-antenna-type-n-female-connector-hg2471-04u-nf
HG2471-04U-NM | 2.4GHz~2.5GHz/4.9GHz~7.2GHz 4/7dBi WiFi6e户外级棒状全向天线， N型公头连接器 | 213.048 | https://www.l-com.cn/2.4-ghz-2.5-ghz-4.9-ghz-7.2-ghz-4-7-dbi-wifi-6e-stick-omnidirectional-outdoor-antenna-type-n-male-connector-hg2471-04u-nm
HG2471-06DP-4NF | 2.4GHz~2.5GHz/5.1GHz~7.2GHz 6/6dBi WiFi 6e 4×4双极化MIMO户外平板天线，4个1米长RG58同轴尾线带N型母头连接器 | 603.3324 | https://www.l-com.cn/2.4-ghz-2.5-ghz-5.1-ghz-7.2-ghz-6-6-dbi-wifi-6e-4x4-dual-pol-mimo-outdoor-flat-panel-antenna-4-x-type-n-female-on-1-meter-rg58-pigtail-hg2471-06dp-4nf
HG2471-06DP-4NM | 2.4GHz~2.5GHz/5.1GHz~7.2GHz 6/6dBi WiFi 6e 4×4双极化MIMO户外平板天线，4个1米长RG58同轴尾线带N型公头连接器 | 676.334 | https://www.l-com.cn/2.4-ghz-2.5-ghz-5.1-ghz-7.2-ghz-6-6-dbi-wifi-6e-4x4-dual-pol-mimo-outdoor-flat-panel-antenna-4-x-type-n-male-on-1-meter-rg58-pigtail-hg2471-06dp-4nm
HG2471-06DP-4RSP | 2.4GHz~2.5GHz/5.1GHz~7.2GHz 6/6dBi WiFi 6e 4×4双极化MIMO户外平板天线，4个1米长RG58同轴尾线带反极性SMA公头连接器 | 620.2734 | https://www.l-com.cn/2.4-ghz-2.5-ghz-5.1-ghz-7.2-ghz-6-6-dbi-wifi-6e-4x4-dual-pol-mimo-outdoor-flat-panel-antenna-4-x-rp-sma-on-1-meter-rg58-pigtail-hg2471-06dp-4rsp
HG2471-06DPU-4NF | 2.4 GHz~2.5 GHz/5.1 GHz~7.2 GHz，6/6 dBi WiFi 6e 4x4 MIMO户外全向天线，4个0.9米长RG58同轴尾线上带N型母头连接器 | 362.4588 | https://www.l-com.cn/2.4-ghz-2.5-ghz-5.1-ghz-7.2-ghz-6-6-dbi-wifi-6e-4x4-mimo-outdoor-omni-antenna-4-x-type-n-female-connector-on-0.9-meter-rg58-pigtail-hg2471-06dpu-4nf
HG2471-06DPU-4RSP | 2.4 GHz~2.5 GHz/5.1 GHz~7.2 GHz，6/6 dBi WiFi 6e 4x4 MIMO户外全向天线，4个0.9米长RG58同轴尾线上带反极性SMA公头连接器 | 354.1617 | https://www.l-com.cn/2.4-ghz-2.5-ghz-5.1-ghz-7.2-ghz-6-6-dbi-wifi-6e-4x4-mimo-outdoor-omni-antenna-4-x-rp-sma-male-connector-on-0.9-meter-rg58-pigtail-hg2471-06dpu-4rsp
HG2471-06DPU-4RTP | 2.4 GHz~2.5 GHz/5.1 GHz~7.2 GHz，6/6 dBi WiFi 6e 4x4 MIMO户外全向天线，4个0.9米长RG58同轴尾线上带反极性TNC公头连接器 | 357.744 | https://www.l-com.cn/2.4-ghz-2.5-ghz-5.1-ghz-7.2-ghz-6-6-dbi-wifi-6e-4x4-mimo-outdoor-omni-antenna-4-x-rp-tnc-male-connector-on-0.9-meter-rg58-pigtail-hg2471-06dpu-4rtp
HG2471-06DPU-6NF | 2.4 GHz~2.5 GHz/5.1 GHz~7.2 GHz，6/6 dBi WiFi 6e 6x6 MIMO户外全向天线，6个0.9米长RG58同轴尾线上带N型母头连接器 | 512.4825 | https://www.l-com.cn/2.4-ghz-2.5-ghz-5.1-ghz-7.2-ghz-6-6-dbi-wifi-6e-6x6-mimo-outdoor-omni-antenna-6-x-type-n-female-connector-on-0.9-meter-rg58-pigtail-hg2471-06dpu-6nf
HG2471-06DPU-6RSP | 2.4 GHz~2.5 GHz/5.1 GHz~7.2 GHz，6/6 dBi WiFi 6e 6x6 MIMO户外全向天线，6个0.9米长RG58同轴尾线上带反极性SMA公头连接器 | 367.2575 | https://www.l-com.cn/2.4-ghz-2.5-ghz-5.1-ghz-7.2-ghz-6-6-dbi-wifi-6e-6x6-mimo-outdoor-omni-antenna-6-x-rp-sma-male-connector-on-0.9-meter-rg58-pigtail-hg2471-06dpu-6rsp
HG2471-06DPU-6RTP | 2.4GHz~2.5GHz/5.1GHz~7.2GHz 6/6dBi WiFi6e 6×6 MIMO户外级全向天线，6个0.9米长RG58同轴尾线上带反极性TNC公头连接器 | 367.2575 | https://www.l-com.cn/2.4-ghz-2.5-ghz-5.1-ghz-7.2-ghz-6-6-dbi-wifi-6e-6x6-mimo-outdoor-omni-antenna-6-x-rp-tnc-male-connector-on-0.9-meter-rg58-pigtail-hg2471-06dpu-6rtp
HG3509U-PRO | 3.5GHz 9dBi专业级全向天线 | 99.6 | https://www.l-com.cn/wireless-antenna-35-ghz-9-dbi-professional-omnidirectional-antenna
HG3510DP | 3.5-3.8GHz，60度平板天线，10 分贝，2端口，±45斜极化 | 70.7975 | https://www.l-com.cn/3-5ghz-to-3-8ghz-60-degree-10-dbi-2-port-flat-panel-antenna-hg3510dp
HG3512UP-NF | HyperGain 3.5GHz 11.5 dBi WiMAX全向天线 | 145.625 | https://www.l-com.cn/wireless-antenna-hypergain-35ghz-115-dbi-wimax-omnidirectional-antenna
HG3515SDP4-065 | 3.5GHz 15dBi空间分集/双斜十字极化小蜂窝基站扇区天线，4端口，N型母头连接器 | 1375.2012 | https://www.l-com.cn/3.5ghz-15-dbi-spatial-x-pol-small-cell-sector-antenna-4-port-type-n-female-connector-hg3515sdp4-065
HG3516DP | 3.5 GHz 16 dBi双极性MIMO板状天线 | 261.8928 | https://www.l-com.cn/wireless-antenna-35-ghz-16-dbi-dual-polarized-mimo-panel-antenna
HG3517DP4-090 | 3.3-3.8GHz，90度扇形天线，17.0 分贝，4端口，±45斜极化 | 1146.9025 | https://www.l-com.cn/3-3ghz-to-3-8ghz-90-degree-17-dbi-slant-polarization-4-port-sector-antenna-hg3517dp4-090
HG3520DP | 3.5-3.8GHz，15度平板天线，20 分贝，2端口，±45斜极化 | 318.585 | https://www.l-com.cn/3-5ghz-to-3-8ghz-15-degree-20-dbi-2-port-flat-panel-antenna-hg3520dp
HG3538DP-20D | 20dBi抛物面天线，3500~3800MHz，N型连接器 | 391.15 | https://www.l-com.cn/3.5-3.8ghz-1ft-dual-polarizaiton-n-type-connector-parabolic-antenna-hg3538dp-20d
HG3538DP-24D | 24dBi抛物面天线，3500~3800MHz，N型连接器 | 456.6375 | https://www.l-com.cn/3.5-3.8ghz-2ft-dual-polarizaiton-n-type-connector-parabolic-antenna-hg3538dp-24d
HG35805CUPR-NF | 低PIM级吸顶公共安全DAS天线，380~6000MHz | 157.2912 | https://www.l-com.cn/wireless-antenna-380-6000-mhz-low-pim-rated-ceiling-mount-public-safety-das-antenna-n-female
HG358DP4-NF | 3.5-3.8GHz，OMNI天线，8.5 分贝，4端口，±45斜极化 | 827.4325 | https://www.l-com.cn/3500-3800mhz-8-5-dbi-slant-polarization-4-port-omni-antenna-hg358dp4-nf
HG382PSGI-NMO | 2dBi可调谐聚合物弹簧车载天线，380~520MHz，NMO底座连接器 | 223.92 | https://www.l-com.cn/2-dbi-ground-independent-tunable-poly-spring-vehicular-antenna-380-520-mhz-nmo-mount-connector-hg382psgi-nmo
HG409U-NF | 410~430MHz 9dBi全向天线，N型母头连接器 | 309.5928 | https://www.l-com.cn/wireless-antenna-410-430-mhz-9dbi-omni-antenna-n-female-connector-type
HG410P-NF | 400MHz~470MHz 10dBi八木天线，N型母头连接器，极化方式可调节，满焊式专业级铝制振子 | 247.7867 | https://www.l-com.cn/400-mhz-470-mhz-10-dbi-yagi-antenna-type-n-female-connector-adjustable-polarization-pro-series-fully-welded-aluminum-hg410p-nf
HG423PS-NMO | 3dBi可调谐聚合物弹簧车载天线，420~470MHz，NMO底座连接器 | 62.208 | https://www.l-com.cn/3-dbi-tunable-poly-spring-vehicular-antenna-420-470-mhz-nmo-mount-connector-hg423ps-nmo
HG425PS-NMO | 5dBi可调谐聚合物弹簧车载天线，420~470MHz，NMO底座连接器 | 245.2079 | https://www.l-com.cn/5-dbi-tunable-poly-spring-vehicular-antenna-420-470-mhz-nmo-mount-connector-hg425ps-nmo
HG439U-NF | 430~450MHz 9dBi全向天线，N型母头连接器 | 309.618 | https://www.l-com.cn/wireless-antenna-430-450-mhz-9dbi-omni-antenna-n-female-connector
HG445PSGI-NMO | 3dBd宽带聚合物弹簧车载天线，440~480MHz，NMO底座连接器 | 238.788 | https://www.l-com.cn/3-dbd-ground-independent-wideband-poly-spring-vehicular-antenna-440-480-mhz-nmo-mount-connector-hg445psgi-nmo
HG4574PF-NMO | 2dBi聚合物柔性车载天线，450~520/746~960MHz，NMO底座连接器 | 282.0488 | https://www.l-com.cn/2-dbi-poly-flex-vehicular-antenna-450520-746-960-mhz-nmo-mount-connector-hg4574pf-nmo
HG459U-NF | 450~470MHz 9dBi全向天线，N型母头连接器 | 309.6161 | https://www.l-com.cn/wireless-antenna-450-470-mhz-9dbi-omni-antenna-n-female-connector-type
HG4911P | 满足国土安全的4.9 GHz平板室内广角天线 | 167.7773 | https://www.l-com.cn/wireless-antenna-49-ghz-flat-patch-wireless-antenna-homeland-security
HG4953P | 4.4 GHz至5.5 GHz 8 dB宽频段室内广角天线， SMA母头连接器 | 175.5369 | https://www.l-com.cn/wireless-antenna-44-ghz-to-55-ghz-8-db-broadband-patch-antenna-sma-female-connector
HG4958-05PU-UFL | 5GHz 5dBi嵌入式全向PCB天线，U.FL连接器 | 8.8704 | https://www.l-com.cn/wireless-antenna-49-ghz-to-58-ghz-5-dbi-embedded-omni-directional-pcb-antenna-ufl-connector
HG4958-07PCL | 4.9-5.8 GHz 7 dBi左侧圆极化平板室内广角天线, SMA母头连接器 | 203.6232 | https://www.l-com.cn/wireless-antenna-49-58-ghz-7-dbi-left-hand-circular-pol-flat-patch-antenna
HG4958-19DP | 4.9-5.8 GHz 19 dBi双极性板状天线，N 型母头连接器 | 272.2379 | https://www.l-com.cn/wireless-antenna-49-58-ghz-19-dbi-dual-polarized-flat-panel-antenna-n-female-connectors
HG4958DP-17Y-NF | 4.9-5.8 GHz 17dBi双极性MIMO八木天线 | 173.6454 | https://www.l-com.cn/wireless-antenna-49-58-ghz-17-dbi-dual-polarity-yagi-mimo-antenna
HG4958DP-25D | 4.9-5.8 GHz双极性25dBi MIMO抛物面天线 | 268.355 | https://www.l-com.cn/wireless-antenna-49-58-ghz-25-dbi-dual-polarity-x-polarity-mimo-dish-antenna
HG4958DP-30D | 4.9-5.8 GHz双极性30dBi MIMO抛物面天线 | 474.4872 | https://www.l-com.cn/wireless-antenna-49-58-ghz-30-dbi-dual-polarity-x-polarity-mimo-dish-antenna
HG5158-06UP-NF | 5.1~5.8GHz 6dBi全向UP系列天线- N型母头连接器 | 44.785 | https://www.l-com.cn/wireless-antenna-51-to-58-ghz-6-dbi-omnidirectional-up-series-antenna-n-female-connector
HG5158-06UP-NM | 6 分贝 Omni天线5,150-5,850 MHz N型连接器 | 113.256 | https://www.l-com.cn/6-dbi-omni-antenna-5150-5850-mhz-n-type-connector-hg5158-06up-nm
HG5158-09UP-NF | 5.1~5.8GHz 8.5dBi全向UP系列天线- N型母头连接器 | 124.0617 | https://www.l-com.cn/wireless-antenna-51-to-58-ghz-85-dbi-omnidirectional-up-series-antenna-n-female-connector
HG5158-16XP-090 | 5GHz 16dBi交叉极化/双馈电90度MIMO扇区天线 | 508.3383 | https://www.l-com.cn/wireless-antenna-5-ghz-16-dbi-90-degree-cross-polarized-dual-feed-mimo-sector-antenna
HG5158P | 5.1GHz至5.9 GHz, 8 dBi,宽频平板天线, 集成SMA母头连接器 | 144.936 | https://www.l-com.cn/wireless-antenna-51-ghz-to-58-ghz-8-db-broadband-patch-antenna-sma-female-connector
HG5310U | 5.3 GHz 10 dBi全向无线局域网天线 | 108.7011 | https://www.l-com.cn/wireless-antenna-53-ghz-10-dbi-omnidirectional-wireless-lan-antenna
HG5412U | 兼容802.11a的5.4 GHz 12 dBi高性能全向天线 | 128.304 | https://www.l-com.cn/wireless-antenna-54-ghz-12-dbi-omnidirectional-wireless-lan-antenna
HG5806U-PRO | 5.8GHz 6dBi专业级全向天线 | 85.2192 | https://www.l-com.cn/wireless-antenna-58-ghz-6-dbi-professional-omnidirectional-antenna
HG5808U | 5.8 GHz, 8 dBi, WLAN全向天线,集成 N 型母头连接器 | 92.9474 | https://www.l-com.cn/wireless-antenna-58-ghz-8-dbi-omnidirectional-wireless-lan-antenna
HG5809U-PRO | 5.8GHz 9dBi专业级全向天线 | 152.1432 | https://www.l-com.cn/wireless-antenna-58-ghz-9-dbi-professional-omnidirectional-antenna
HG5811P | 5.8 GHz, 11 dBi,平板天线,集成 SMA母头连接器 | 79.372 | https://www.l-com.cn/wireless-antenna-58-ghz-11-dbi-flat-patch-antenna-sma-female-connector
HG5811UDT-PRO | 5.8 GHz 11 dBi全向天线 – 8度下倾 - N型母头连接器 | 157.574 | https://www.l-com.cn/wireless-antenna-58-ghz-11-dbi-omnidirectional-antenna-8-degree-down-tilt-n-female-connector
HG5812U-PRO | 5.8 GHz,12 dBi,专业级全向天线, 集成 N 型母头连接器 | 161.9644 | https://www.l-com.cn/wireless-antenna-58-ghz-12-dbi-professional-omnidirectional-antenna
HG5812U-PRO-5PK | 5.8 GHz,12 dBi,专业级全向天线, 集成 N 型母头连接器,5件一组 | 661.61 | https://www.l-com.cn/wireless-antenna-58-ghz-12-dbi-professional-omnidirectional-antenna-5-pack
HG5813DP-180 | 4.9~5.8GHz 13dBi双极化180度MIMO扇区天线 | 510.84 | https://www.l-com.cn/wireless-antenna-49-58-ghz-180-degree-dual-polarity-13-dbi-sector-antenna
HG5814P-120 | 5.8GHz 14dBi 120度扇区WLAN天线 | 418.8955 | https://www.l-com.cn/wireless-antenna-58-ghz-14-dbi-120-degree-sector-panel-wlan-antenna
HG5819P | 5.8 GHz,19 dBi,平板天线,集成N型母头连接器 | 185.328 | https://www.l-com.cn/wireless-antenna-58-ghz-19-dbi-flat-patch-antenna-n-female-connector
HG5822EG-5PK | 5.8 GHz 23 dBi模铸铝制反射器网状天线，五件一组 | 831.6 | https://www.l-com.cn/wireless-antenna-58-ghz-23-dbi-die-cast-aluminum-reflector-grid-antenna-5-pack
HG5833D | 5.8 GHz,32.5 dBi, ISM/UNII波段抛物面天线, 集成 N 型母头连接器 | 555.04 | https://www.l-com.cn/wireless-antenna-58-ghz-33-dbi-solid-parabolic-dish-antenna
HG62703U-NF | 615MHz~960MHz/1710MHz~2700MHz 4G/5G全向天线，0~3.5dBi，室内/户外级，黑，带N型母头连接器 | 56.2489 | https://www.l-com.cn/615-mhz-960-mhz-1710-mhz-2700-mhz-0-3.5-dbi-4g-5g-omni-antenna-indoor-outdoor-rated-black-n-type-female-connector-hg62703u-nf
HG62703U-NM | 615MHz~960MHz/1710MHz~2700MHz 4G/5G全向天线，0~3.5dBi，室内/户外级，黑，带N型公头连接器 | 65.4956 | https://www.l-com.cn/615-mhz-960-mhz-1710-mhz-2700-mhz-0-3.5-dbi-4g-5g-omni-antenna-indoor-outdoor-rated-black-n-type-male-connector-hg62703u-nm
HG62703UW-NF | 615MHz~960MHz/1710MHz~2700MHz 4G/5G全向天线，0~3.5dBi，室内/户外级，黑，带N型母头连接器 | 74.6491 | https://www.l-com.cn/615-mhz-960-mhz-1710-mhz-2700-mhz-0-3.5-dbi-4g-5g-omni-antenna-indoor-outdoor-rated-white-n-type-female-connector-hg62703uw-nf
HG62703UW-NM | 615MHz~960MHz/1710MHz~2700MHz 4G/5G全向天线，0~3.5dBi，室内/户外级，黑，带N型公头连接器 | 73.241 | https://www.l-com.cn/615-mhz-960-mhz-1710-mhz-2700-mhz-0-3.5-dbi-4g-5g-omni-antenna-indoor-outdoor-rated-white-n-type-male-connector-hg62703uw-nm
HG63804RD-SM | 615MHz~960MHz/1710MHz~2700MHz/3300MHz~4200MHz 1~4dBi，4G/5G胶棒/终端天线，带SMA公头连接器 | 28.512 | https://www.l-com.cn/615-mhz-960-mhz-1710-mhz-2700-mhz-3300-mhz-4200-mhz-1-4-dbi-4g-5g-rubber-duck-terminal-antenna-sma-male-connector-hg63804rd-sm
HG63805-03DPU-NF | 617MHz-4200MHz 3~5dBi 5G MIMO全向户外级天线，2个1英尺（0.3米）长RG58同轴尾线带N型母头连接器 | 217.2456 | https://www.l-com.cn/617-mhz-4200-mhz-3-5-dbi-mhz-5g-mimo-omnidirectional-outdooor-antenna-2-x-type-n-female-connectors-on-1-foot-rg58-pigtail-hg63805-03dpu-nf
HG65804RD-SM | 617MHz~960MHz/1710MHz~2700MHz/3300MHz~5850MHz 1~4dBi，4G/5G WiFi 6胶棒/终端天线，带SMA公头连接器 | 28.512 | https://www.l-com.cn/617-mhz-960-mhz-1710-mhz-2700-mhz-3300-mhz-5850-mhz-1-4-dbi-4g-5g-wifi-6-rubber-duck-terminal-antenna-sma-male-connector-hg65804rd-sm
HG72107U-PRO | 全向DAS天线，698~960/1710~2170MHz，4/7dBi，N型母头 | 286.1098 | https://www.l-com.cn/wireless-antenna-698-960-1710-2170-mhz-4-7-dbi-omni-directional-das-antenna-n-female
HG72702RD-SMOW | 2dBi 3G/4G LTE GSM多频段对讲机天线，SMA连接器 | 19.8 | https://www.l-com.cn/2-dbi-3g-4g-lte-gsm-multiband-rubber-duck-antenna-sma-type-connector-hg72702rd-smow
HG727-03FPU-100IPEX | 嵌入式700-2700 MHz PCB天线，3 dBi增益，IPEX接头 | 18.612 | https://www.l-com.cn/embedded-700-2700-mhz-pcb-antenna-3-dbi-gain-ipex-connector-hg727-03fpu-100ipex
HG72703MGURB-NF | 蜂窝/WiFi多频段全向天线，3dBi，黑，带磁性安装底座，N型母头连接器 | 177.5928 | https://www.l-com.cn/wireless-antenna-698-960-1710-2700-mhz-3-dbi-black-omni-das-antenna-w-magnetic-base-n-female-connector
HG72703MGURB-NM | 蜂窝/WiFi多频段全向天线，3dBi，黑，带磁性安装底座，N型公头连接器 | 195.1052 | https://www.l-com.cn/wireless-antenna-698-960-1710-2700-mhz-3-dbi-black-omni-das-antenna-w-magnetic-base-n-male-connector
HG72703MGURB-SM | 蜂窝/WiFi多频段全向天线，3dBi，黑，带磁性安装底座，SMA公头连接器 | 123.79 | https://www.l-com.cn/wireless-antenna-698-960-1710-2700-mhz-3-dbi-black-omni-das-antenna-w-magnetic-base-sma-male-connector
HG72703MGURB-TM | 蜂窝/WiFi多频段全向天线，3dBi，黑，带磁性安装底座，TNC公头连接器 | 163.3104 | https://www.l-com.cn/wireless-antenna-698-960-1710-2700-mhz-3-dbi-black-omni-das-antenna-w-magnetic-base-tnc-male-connector
HG72703MGURW-NM | 蜂窝/WiFi多频段全向天线，3dBi，白，带磁性安装底座，N型公头连接器 | 169.884 | https://www.l-com.cn/wireless-antenna-698-960-1710-2700-mhz-3-dbi-white-omni-das-antenna-w-magnetic-base-n-male-connector
HG72703MGURW-SM | 蜂窝/WiFi多频段全向天线，3dBi，白，带磁性安装底座，SMA公头连接器 | 215.094 | https://www.l-com.cn/wireless-antenna-698-960-1710-2700-mhz-3-dbi-white-omni-das-antenna-w-magnetic-base-sma-male-connector
HG72703RDR90-SM | 698MHz~960MHz/1710MHz~2700MHz便携式胶棒天线，1~3dBi，IP67防护等级，4G/LTE/蜂窝，带90度刚性SMA公头连接器 | 17.424 | https://www.l-com.cn/698-mhz-960-mhz-1710-mhz-2700-mhz-1-3-dbi-ip67-4g-lte-cellular-portable-rubber-duck-antenna-90-degrees-rigid-sma-male-connector-hg72703rdr90-sm
HG72703RDR-SM | 698MHz~960MHz/1710MHz~2700MHz便携式胶棒天线，1~3dBi，IP67防护等级，4G/LTE/蜂窝，带刚性SMA公头连接器 | 32.67 | https://www.l-com.cn/698-mhz-960-mhz-1710-mhz-2700-mhz-1-3-dbi-ip67-4g-lte-cellular-portable-rubber-duck-antenna-rigid-sma-male-connector-hg72703rdr-sm
HG72703UR-NMOB | 蜂窝/WiFi多频段全向移动式天线，3dBi，黑，NMO连接器 | 40.8749 | https://www.l-com.cn/wireless-antenna-698-960-1710-2700-mhz-3-dbi-black-omnidirectional-mobile-das-antenna-nmo-connector
HG72703UR-NMOW | 蜂窝/WiFi多频段全向移动式天线，3dBi，白，NMO连接器 | 48.3115 | https://www.l-com.cn/wireless-antenna-698-960-1710-2700-mhz-3-dbi-white-omnidirectional-mobile-das-antenna-nmo-connector
HG72704CU-NF | 吸顶DAS天线，698~960/1710~2700MHz，N型母头 | 62.5 | https://www.l-com.cn/wireless-antenna-698-960-1710-2700-mhz-3-4-dbi-ceiling-mount-das-antenna-n-female
HG72704CU-RSP | 吸顶DAS天线，698~960/1710~2700MHz，反极性SMA插头 | 130.3632 | https://www.l-com.cn/wireless-antenna-698-960-1710-2700-mhz-3-4-dbi-ceiling-mount-das-antenna-rp-sma-plug
HG72704U | 全向DAS天线，698~960/1710~2700MHz，3/4dBi，N型母头 | 67.62 | https://www.l-com.cn/wireless-antenna-698-960-1710-2700-mhz-3-4-dbi-omni-directional-das-antenna-n-female
HG72705CUPR-NF | 低PIM级吸顶DAS天线，698~960/1710~2700MHz | 107.712 | https://www.l-com.cn/wireless-antenna-698-960-1710-2700-mhz-low-pim-rated-ceiling-mount-das-antenna-n-female
HG72706DPCUPR-NF | 低PIM级2×2 MIMO吸顶DAS天线，698~960/1710~2700MHz | 156.816 | https://www.l-com.cn/wireless-antenna-698-960-1710-2700-mhz-low-pim-2x2-mimo-ceiling-mount-das-antenna-n-female
HG72708XWPPR-NF | 低PIM级交叉极化板状DAS天线，698~960/1710~2700 | 310.464 | https://www.l-com.cn/wireless-antenna-698-960-1710-2700-mhz-low-pim-cross-polarized-mimo-panel-antenna-n-female
HG72710LP-NF | 698~960MHz/1710~2700MHz 10dBi对数周期天线，N型母头 | 87.3631 | https://www.l-com.cn/wireless-antenna-698-960-1710-2700-mhz-10-dbi-log-periodic-antenna-n-female
HG72710XP-065 | 698~960/1710~2700MHz交叉极化65度扇区DAS天线，N型母头 | 623.7 | https://www.l-com.cn/wireless-antenna-698-960-1710-2700-mhz-65-degree-cross-polarized-sector-das-antenna-n-female
HG72712P-120 | 698~960/1710~2700MHz 120度扇区DAS天线，N型母头 | 979.704 | https://www.l-com.cn/wireless-antenna-698-960-1710-2700-mhz-120-degree-das-sector-antenna-n-female
HG72714P-090 | 698~960/1710~2700MHz 90度扇区DAS天线，N型母头 | 976.835 | https://www.l-com.cn/wireless-antenna-698-960-1710-2700-mhz-90-degree-sector-das-antenna-n-female
HG75805CUPR-NF | 低PIM级吸顶DAS天线，698~960/1710~2700/4900~6000MHz | 114.84 | https://www.l-com.cn/wireless-antenna-698-960-1710-2700-4900-6000-mhz-low-pim-ceiling-mount-das-antenna-n-female
HG821-00PU-100IPEX | 嵌入式824-960 / 1710-1990 / 2170 MHz PCB天线，0 dBi增益，IPEX连接器 | 15.444 | https://www.l-com.cn/embedded-824-960-1710-1990-2170-mhz-pcb-antenna-0-dbi-gain-ipex-connector-hg821-00pu-100ipex
HG821-03PU-GPS | 嵌入式有源GPS + GSM / 3G PCB天线，824-960 / 1710-1990 + 1575-1602，3 dBi / 5 dBic增益，1.13毫米同轴电缆，U.FL兼容连接器 | 31.284 | https://www.l-com.cn/embedded-active-gps-gsm-3g-antenna-3dBi-5dBic-ufl-hg821-03pu-gps
HG82172SUR-SMA | 2dBi 824~960/1710~2170MHz玻璃/表面安装天线，SMA连接器 | 55.44 | https://www.l-com.cn/2-dbi-824-960-1710-2170-mhz-glass-surface-mount-antenna-sma-connector-hg82172sur-sma
HG8909P | 900 MHz 9 dBi重载型扁平天线 | 223.344 | https://www.l-com.cn/wireless-antenna-900-mhz-9-dbi-heavy-duty-flat-panel-antenna
HG9012DP-120 | 902-960 MHz 12 dBi two-port dual pol sector antenna N-female | 1207.0589 | https://www.l-com.cn/wireless-antenna-902-960-mhz-12-dbi-two-port-dual-pol-sector-antenna-n-female
HG903UP-NF | 900MHz 3dBi全向天线 | 80.8576 | https://www.l-com.cn/wireless-antenna-900-mhz-3-dbi-omni-directional-antenna
HG903YE-NF | 900 MHz 3 dBi八木天线，配N型母头连接器 | 42.7975 | https://www.l-com.cn/wireless-antenna-900-mhz-3-dbi-yagi-antenna-n-female-connector
HG905RDR-RSP | 900 MHz 5 dBi橡胶天线 – 反极性SMA公头连接器 | 43.56 | https://www.l-com.cn/wireless-antenna-900-mhz-5dbi-rubber-duck-antenna-rigid-rp-sma-plug-connector
HG905RDR-RTP | 900 MHz 5dBi胶棒天线，牢固的RP-TNC插头连接器 | 47.52 | https://www.l-com.cn/900-mhz-5dbi-rubber-duck-antenna-rigid-rp-tnc-plug-connector-hg905rdr-rtp
HG905RD-RTP | 900MHz 5dBi对讲机天线，反极性TNC插头连接器 | 43.6667 | https://www.l-com.cn/wireless-antenna-900-mhz-5dbi-rubber-duck-antenna-rp-tnc-plug-connector
HG906U-PRO | 900MHz 6dBi全向天线 | 156.816 | https://www.l-com.cn/wireless-antenna-900-mhz-6-dbi-omnidirectional-antenna
HG906YE-NF | 900 MHz 6 dBi八木天线，配N型母头连接器 | 110.088 | https://www.l-com.cn/wireless-antenna-900-mhz-6-dbi-yagi-antenna-n-female-connector
HG907P-NF | 880MHz~960MHz 7dBi八木天线，N型母头连接器，36英寸长 LMR400同轴尾线，N型母头连接器，极化方式可调节，满焊式专业级铝制振子 | 132.7425 | https://www.l-com.cn/880-mhz-960-mhz-7-dbi-yagi-antenna-36in-lmr400-coax-type-n-female-connector-adjustable-polarization-fully-welded-aluminum-hg907p-nf
HG908PCL-NF | 900 MHz 8 dBi左旋圆形极化贴片天线 – 12英寸，N型母头连接器 | 267.3792 | https://www.l-com.cn/wireless-antenna-900-mhz-8-dbi-lh-circular-polarized-patch-antenna-12in-n-female-connector
HG908PCL-NM | 900 MHz 8 dBi左旋圆形极化贴片天线 – 4英尺，N型公头连接器 | 387.1177 | https://www.l-com.cn/wireless-antenna-900-mhz-8-dbi-lh-circular-polarized-patch-antenna-4ft-n-male-connector
HG908PCL-RSP | 900 MHz 8 dBi左旋圆形极化贴片天线 – 4英尺，反极性SMA公头连接器 | 287.1396 | https://www.l-com.cn/wireless-antenna-900-mhz-8-dbi-lh-circular-polarized-patch-antenna-4ft-rp-sma-plug-connector
HG908PCL-RTP | 900 MHz 8 dBi左旋圆形极化贴片天线 – 4英尺，反极性TNC公头连接器 | 240.51 | https://www.l-com.cn/wireless-antenna-900-mhz-8-dbi-lh-circular-polarized-patch-antenna-4ft-rp-tnc-plug-connector
HG908PCR-NF | 900 MHz 8 dBi右旋圆形极化平板室内广角天线 – 12英寸，N型母头连接器 | 105.4 | https://www.l-com.cn/wireless-antenna-900-mhz-8-dbi-rh-circular-polarized-patch-antenna-12in-n-female-connector
HG908PCR-RSP | 900 MHz 8 dBi右旋圆形极化平板室内广角天线 – 4英尺，反极性SMA公头连接器 | 287.496 | https://www.l-com.cn/wireless-antenna-900-mhz-8-dbi-rh-circular-polarized-patch-antenna-4ft-rp-sma-plug-connector
HG908PCR-SM | 900 MHz 8 dBi右旋圆形极化平板室内广角天线 – 4英尺，SMA公头连接器 | 346.2244 | https://www.l-com.cn/wireless-antenna-900-mhz-8-dbi-rh-circular-polarized-patch-antenna-4ft-sma-male-connector
HG908P-NF | 900 MHz 8 dBi平板室内广角天线 – 12英寸，N型母头连接器 | 313.4043 | https://www.l-com.cn/wireless-antenna-900-mhz-8-dbi-flat-patch-antenna-12-in-n-female-connector
HG908P-RSP | 900MHz 8dBi平板天线，4英尺（1.2米），反极性SMA插头连接器 | 77.2367 | https://www.l-com.cn/wireless-antenna-900-mhz-8-dbi-flat-patch-antenna-4ft-rp-sma-plug-connector
HG908P-SM | 900 MHz,8 dBi,平板天线, 带4.0 ft/1.2 m长SMA公头连接器引线 | 338.8214 | https://www.l-com.cn/wireless-antenna-900-mhz-8-dbi-flat-patch-antenna-4ft-sma-male-connector
HG908UP-NF | 900MHz 8dBi全向天线 | 161.5284 | https://www.l-com.cn/wireless-antenna-900-mhz-8dbi-omni-directional-antenna
HG908U-PRO | 900 MHz,8 dBi, 全向天线 , 集成N型母头连接器 | 183.4348 | https://www.l-com.cn/wireless-antenna-900-mhz-8-dbi-omnidirectional-antenna
HG909P-NF | 880MHz~960MHz 9dBi八木天线，N型母头连接器，36英寸长 LMR400同轴尾线，N型母头连接器，极化方式可调节，满焊式专业级铝制振子 | 225.6625 | https://www.l-com.cn/880-mhz-960-mhz-9-dbi-yagi-antenna-36in-lmr400-coax-type-n-female-connector-adjustable-polarization-fully-welded-aluminum-hg909p-nf
HG909Y-RSP | 900MHz 9dBi不锈钢八木天线，反极性SMA插头连接器 | 336.0258 | https://www.l-com.cn/wireless-antenna-900-mhz-9-dbi-ss-yagi-antenna-rp-sma-plug-connector
HG911P-NF | 880MHz~960MHz 13dBi八木天线，N型母头连接器，36英寸长 LMR400同轴尾线，N型母头连接器，极化方式可调节，满焊式专业级铝制振子 | 285.12 | https://www.l-com.cn/880-mhz-960-mhz-11-dbi-yagi-antenna-36in-lmr400-coax-type-n-female-connector-adjustable-polarization-fully-welded-aluminum-hg911p-nf
HG913HSP-120 | 900 MHz,13 dBi, 120°水平极化,扇区天线,集成N型母头连接器 | 924.5045 | https://www.l-com.cn/wireless-antenna-900-mhz-13-dbi-120-degree-horizontal-polarized-sector-panel-antenna
HG913P-120 | 900 MHz,13 dBi, 120度扇区天线,集成N型母头连接器 | 516.58 | https://www.l-com.cn/wireless-antenna-900-mhz-13-dbi-120-degree-sector-panel-antenna
HG913Y-NF | 900 MHz 13 dBi不锈钢八木天线，配N型母头连接器 | 111.745 | https://www.l-com.cn/wireless-antenna-900-mhz-13-dbi-ss-yagi-antenna-n-female-connector
HG914YE-NF | 900 MHz 14 dBi铝制八木天线，配N型母头连接器 | 133.3666 | https://www.l-com.cn/wireless-antenna-900-mhz-14-dbi-al-yagi-antenna-n-female-connector
HG914YE-NF-BLK | 824MHz~960MHz 14dBi铝制八木天线，黑，N型母头连接器 | 186.912 | https://www.l-com.cn/824-mhz-960-mhz-14-dbi-aluminum-yagi-antenna-black-n-type-female-connector-hg914ye-nf-blk
HG924-2TP-RSP | 900MHz至2.5GHz 2dBi 多频段 1/4波长刀片形天线 | 21.25 | https://www.l-com.cn/wireless-antenna-900mhz-to-25ghz-multi-band-2dbi-1-4-wave-blade-antenna
HGFH-215EG-NF | 2.4GHz 15dBi栅格天线备用馈源 | 33.264 | https://www.l-com.cn/wireless-antenna-24-ghz-15-dbi-parabolic-grid-replacement-feedhorn
HGFH-222DPD | 2.4GHz 22dBi双极性抛物面天线备用馈源 | 178.2 | https://www.l-com.cn/wireless-antenna-24-ghz-22-dbi-dual-polarity-dish-replacement-feedhorn
HGFH-530DPD | 4.9/5.8GHz 30dBi双极性抛物面天线备用馈源 | 132.264 | https://www.l-com.cn/wireless-antenna-49-58-ghz-30-dbi-dual-polarity-dish-replacement-feedhorn
HGFH-533D | 5.8GHz 33dBi抛物面天线备用馈源 | 97.02 | https://www.l-com.cn/wireless-antenna-58-ghz-33-dbi-parabolic-dish-replacement-feedhorn
HGFH-534DPD | 4.9/5.8GHz 34dBi双极性抛物面天线备用馈源 | 138.4955 | https://www.l-com.cn/wireless-antenna-49-58-ghz-34-dbi-dual-polarity-dish-replacement-feedhorn
HGGH-10 | L-com的1000mm栅格天线替换硬件 | 204.01 | https://www.l-com.cn/wireless-antenna-l-com-1000mm-grid-antenna-replacement-hardware
HG-GPCON-NMON | 基站天线地平面转换器套件 | 142.56 | https://www.l-com.cn/wireless-antenna-base-station-antenna-ground-plane-converter-kit
HG-GPGLTIM32 | 32 dBi 1574-1610 MHz GPS / GLNSS授时天线 | 398.9352 | https://www.l-com.cn/wireless-antenna-32-dbi-gps-glnss-timing-antenna-1574-1610-mhz
HG-GPGLTIM32-MNT | 带安装套件的32 dBi 1574-1610 MHz GPS / GLNSS授时天线 | 664.8444 | https://www.l-com.cn/wireless-antenna-32-dbi-gps-glnss-timing-antenna-1574-1610-mhz-with-mounting-kit
HG-GPSGL30M-SMA | 1575-1610 MHz GPS / GLNSS天线的30 dB磁铁安装板 | 118.8 | https://www.l-com.cn/wireless-antenna-30-db-magnet-mount-gps-glnss-antenna-1575-1610-mhz
HG-GPSGLNMO195-SMA | NMO组合式底座，28dB GPS/GLNSS车载天线，NMO底座/SMA连接器，LL195线缆 | 445.5 | https://www.l-com.cn/nmo-mount-combo-28-db-gps-glnss-vehicular-antenna-nmo-mount-sma-connectors-ll195-cable-hg-gpsglnmo195-sma
HG-GPSGLNMO58-SMA | NMO组合式底座，28dB GPS/GLNSS车载天线，NMO底座/SMA连接器，RG58线缆 | 392.04 | https://www.l-com.cn/nmo-mount-combo-28-db-gps-glnss-vehicular-antenna-nmo-mount-sma-connectors-rg58-cable-hg-gpsglnmo58-sma
HG-GPSNMO195-SMA | NMO组合式底座，30dB GPS车载天线，NMO底座/SMA连接器，LL195线缆 | 445.5 | https://www.l-com.cn/nmo-mount-combo-30-db-gps-vehicular-antenna-nmo-mount-sma-connectors-ll195-cable-hg-gpsnmo195-sma
HG-GPSNMO58-SMA | NMO组合式底座，30dB GPS车载天线，NMO底座/SMA连接器，RG58线缆 | 501.9051 | https://www.l-com.cn/nmo-mount-combo-30-db-gps-vehicular-antenna-nmo-mount-sma-connectors-rg58-cable-hg-gpsnmo58-sma
HGLN-AISG1 | 远程电调（RET）/AISG浪涌保护器（避雷器） | 572.6041 | https://www.l-com.cn/surge-protector-remote-electrical-tilt-ret-aisg-lightning-surge-protector
HGLN-CAT5-2 | 室内级5类屏蔽10/100Base-T避雷器 | 73.7007 | https://www.l-com.cn/surge-protector-indoor-10-100-base-t-shielded-cat5-lightning-surge-protector
HGLN-CAT5EJW | 室内级超5类屏蔽10/100Base-T避雷器 | 52.5333 | https://www.l-com.cn/surge-protector-indoor-10-100-base-t-shielded-cat5e-lightning-surge-protector
HGLN-CAT5EJW24 | 室内级超5类屏蔽10/100Base-T避雷器，24V，PoE | 255.9826 | https://www.l-com.cn/surge-protector-indoor-10-100-base-t-shielded-24v-poe-cat5e-lightning-surge-protector
HGLN-CAT5-HP | 室内级高功率5类屏蔽10/100Base-T避雷器 | 129.4501 | https://www.l-com.cn/surge-protector-indoor-high-power-10-100-base-t-shielded-cat5-lightning-surge-protector
HGLN-CAT5J | 室内级中等功率5类屏蔽10/100Base-T避雷器 | 65.95 | https://www.l-com.cn/surge-protector-indoor-med-power-10-100-base-t-shielded-cat5-lightning-surge-protector
HGLN-CAT5J24 | 室内级中等功率5类屏蔽10/100Base-T避雷器，24V，PoE | 109.69 | https://www.l-com.cn/surge-protector-indoor-med-power-10-100-base-t-shielded-24v-poe-cat5-lightning-surge-protector
HGLN-CAT6 | 室内级6类屏蔽10/100/1000Base-T避雷器，RJ45插座 | 111.4711 | https://www.l-com.cn/surge-protector-indoor-10-100-1000-base-t-shielded-cat6-lightning-protector-rj45-jacks
HGLN-CAT6AJ | Indoor 10/100/1000/10000 Base-T CAT6a Lightning Protector - RJ45 Jacks | 236.3962 | https://www.l-com.cn/surge-protector-indoor-10-100-1000-10000-base-t-cat6a-lightning-protector-rj45-jacks
HGLN-CAT6-HP | 室内级高功率6类屏蔽10/100/1000Base-T避雷器，RJ45插座 | 231.4942 | https://www.l-com.cn/surge-protector-indoor-10-100-1000-base-t-shielded-cat6-hi-power-lightning-protector-rj45-jacks
HGLN-CAT6JT | 室内级6类10/100/1000Base-T避雷器，气体放电管，RJ45插座 | 257.6514 | https://www.l-com.cn/surge-protector-indoor-10-100-1000-base-t-cat6-gas-tube-lightning-protector-rj45-jacks
HGLN-CL1-24 | 室内级单通道4~20mA电流环路保护器，24V | 367.6464 | https://www.l-com.cn/surge-protector-indoor-1-channel-4-20-ma-current-loop-protector-24v
HGLN-D1-05 | RS-485线路的室内3级浪涌保护器（避雷器） | 367.488 | https://www.l-com.cn/surge-protector-indoor-3-stage-lightning-surge-protector-for-rs-485-lines
HGLN-D2-12 | 室内级三级避雷器与浪涌保护器，用于RS-232传感器和控制线 | 137.5433 | https://www.l-com.cn/surge-protector-indoor-3-stage-lightning-surge-protector-for-rs-232-sensors-control-lines
HGLN-D2-DT | 室内级高功率电话/DSL避雷器与浪涌保护器，带螺丝端子 | 190.0008 | https://www.l-com.cn/surge-protector-indoor-high-power-telephone-dsl-lightning-surge-protector-screw-terminals
HGLN-D2T | 户外大功率双线电话/DSL/T1浪涌保护器（避雷器）- RJ11插座 | 284.724 | https://www.l-com.cn/surge-protector-indoor-hi-power-dual-line-telephone-dsl-t1-lightning-surge-protector-rj11-jacks
HGLN-DC-12 | 室内直流电压浪涌保护器（避雷器）- 12V直流 | 175.12 | https://www.l-com.cn/surge-protector-indoor-dc-power-lightning-surge-protector-12-vdc
HGLND-CAT5EJW | 导轨安装室内10/100 Base-T屏蔽式超5类浪涌保护器（避雷器） | 261.3512 | https://www.l-com.cn/surge-protector-din-3-rail-mount-10-100-base-t-shielded-cat5e-lightning-surge-protector
HGLND-CAT5-HP | 室内大功率10/100 Base-T 屏蔽5类浪涌保护器（避雷器） ，导轨安装 | 265.8665 | https://www.l-com.cn/surge-protector-din-3-rail-mount-high-power-10-100-base-t-shielded-cat5-lightning-surge-protector
HGLND-CAT5J | 室内中功率10/100 Base-T 屏蔽5类浪涌保护器（避雷器） ，导轨安装 | 219.2669 | https://www.l-com.cn/surge-protector-din-rail-mount-10-100-base-t-shielded-cat5-lightning-surge-protector
HGLND-CAT6-HP | 导轨安装的室内10/100/1000 Base-T屏蔽式6类大功率浪涌保护器（避雷器） - RJ45插座 | 313.973 | https://www.l-com.cn/surge-protector-din-3-rail-mount-10-100-1000-base-t-shielded-cat6-hi-power-lightning-protector
HGLND-CAT6J | 导轨安装的室内10/100/1000 Base-T屏蔽式6类兼容PoE的浪涌保护器（避雷器） - RJ45 | 127.2568 | https://www.l-com.cn/surge-protector-din-3-rail-mount-10-100-1000-base-t-shielded-cat6-poe-compatible-lightning-protector
HGLND-CL1-12 | 导轨安装的单信道4-20 mA电流回路保护器 - 12V | 281.952 | https://www.l-com.cn/surge-protector-din-rail-mount-1-channel-4-20-ma-current-loop-protector-12v
HGLND-CL2-12 | 导轨安装的双信道4-20 mA电流回路保护器 - 12V | 229.152 | https://www.l-com.cn/surge-protector-din-rail-mount-2-channel-4-20-ma-current-loop-protector-12v
HGLND-CL2-24 | 室内级双通道4~20mA电流环路保护器，DIN轨道安装式，24V | 205.7616 | https://www.l-com.cn/surge-protector-din-rail-mount-2-channel-4-20-ma-current-loop-protector-24v
HGLND-D1-05 | RS-485线路的导轨安装的室内3级浪涌保护器（避雷器） | 328.4424 | https://www.l-com.cn/surge-protector-din-rail-mount-3-stage-lightning-surge-protector-for-rs-485-lines
HGLND-D1-DT | 导轨安装的室内大功率单线电话/DSL/T1浪涌保护器（避雷器）- 螺丝端子 | 328.0702 | https://www.l-com.cn/surge-protector-din-rail-mount-single-line-phone-dsl-t1-lightning-surge-protector
HGLND-D2-05 | RS-422和RS-485线路的导轨安装的室内3级浪涌保护器（避雷器） | 199.2408 | https://www.l-com.cn/surge-protector-din-rail-mount-3-stage-lightning-surge-protector-for-rs-422-rs-485-lines
HGLND-D2-12 | 室内级三级避雷器与浪涌保护器，DIN轨道安装式，用于RS-232传感器和控制线 | 198.7445 | https://www.l-com.cn/surge-protector-indoor-din-mount-3-stage-lightning-surge-protector-for-rs-232-sensors-control-line
HGLND-D2-DT | 导轨安装的室内大功率电话/DSL浪涌保护器（避雷器）- 螺丝端子 | 303.7716 | https://www.l-com.cn/surge-protector-din-rail-mount-high-power-telephone-dsl-lightning-surge-protector
HGLN-DSL | 室内级高功率电话/DSL避雷器与浪涌保护器，RJ11插座 | 114.2477 | https://www.l-com.cn/surge-protector-indoor-high-power-telephone-dsl-lightning-surge-protector-rj11-jacks
HGLN-DT | 室内大功率单线电话/DSL/T1浪涌保护器（避雷器）- RJ11插座 | 132.2838 | https://www.l-com.cn/surge-protector-indoor-hi-power-single-line-telephone-dsl-t1-lightning-surge-protector-rj11-jacks
HG-PCGM01-03SM | GPS/蜂窝（3G/LTE）双频带移动式天线，磁性安装底座，SMA连接器 | 83.7177 | https://www.l-com.cn/wireless-antenna-dual-band-gps-cellular-3g-lte-mobile-magnetic-mount-antenna-sma-connectors
HGR-04 | 抛物面天线用天线罩，直径400mm | 148.1832 | https://www.l-com.cn/wireless-antenna-400mm-diameter-radome-cover-for-parabolic-dish-antennas
HGR-06 | 抛物面天线用天线罩，直径600mm | 208.692 | https://www.l-com.cn/wireless-antenna-600mm-diameter-radome-cover-for-parabolic-dish-antennas
HGV-2402U | 2.4 GHz 2 dBi全向天线 - N型母头连接器 | 34.3307 | https://www.l-com.cn/wireless-antenna-24-ghz-2-dbi-omnidirectional-antenna-n-female-connector
HGV-2404U-MMCX | 2.4GHz~2.5GHz 4dBi全向天线，带直角型MMCX连接器的6英寸（15.2厘米）预剥线缆 | 87.5952 | https://www.l-com.cn/2.4-ghz-2.5-ghz-4-dbi-omnidirectional-antenna-6-inch-pigtail-mmcx-right-angle-connector-hgv-2404u-mmcx
HGV-2458-03U | 2.4/5.8GHz 3.5/4dBi双频段全向天线，N型母头连接器 | 49.6662 | https://www.l-com.cn/wireless-antenna-24-49-58-ghz-3-dbi-omni-antenna-n-female-connector
HGV-2458-03U-NM | 2.4GHz~2.5GHz/5.8GHz 3.5/4dBi双频段全向天线，带N型公头连接器 | 35.1345 | https://www.l-com.cn/2.4-ghz-2.5-ghz-5.8-ghz-3.5-4-dbi-dual-band-omnidirectional-antenna-n-type-male-connector-hgv-2458-03u-nm
HGV-4907U | 4.9GHz 7dBi全向无线LAN WiFi天线 | 77.616 | https://www.l-com.cn/wireless-antenna-49-ghz-7-dbi-omnidirectional-wireless-lan-wifi-antenna
HGV-4958-04U | 4.9~5.8GHz 4dBi全向天线，N型母头连接器 | 59.3974 | https://www.l-com.cn/wireless-antenna-49-58-ghz-4-dbi-omnidirectional-antenna-n-female-connector
HGV-4958-06U | 4.9~5.8GHz 6dBi全向天线，N型母头连接器 | 54.3063 | https://www.l-com.cn/wireless-antenna-49-58-ghz-6-dbi-omnidirectional-antenna-n-female-connector
HGV-4958-06U-NM | 4.9GHz~5.8GHz 6dBi全向天线，N型公头连接器 | 99.396 | https://www.l-com.cn/4.9-ghz-5.8-ghz-6-dbi-omnidirectional-antenna-n-type-male-connector-hgv-4958-06u-nm
HGV-4958-09U | 4.9~5.8GHz 9dBi全向天线，N型母头连接器 | 67.465 | https://www.l-com.cn/wireless-antenna-49-58-ghz-9-dbi-omnidirectional-antenna-n-female-connector
HGV-906U-NM | 824MHz~960MHz 6dBi全向天线，N型公头连接器 | 139.788 | https://www.l-com.cn/824-mhz-960-mhz-6-dbi-omnidirectional-antenna-n-type-male-connector-hgv-906u-nm
HGX-AMOUNT02 | 通用壁装/支架式/NEMA外壳固定架 | 11.7569 | https://www.l-com.cn/bandpass-filter-rf-splitter-universal-wall-shelf-nema-enclosure-mounting-bracket
HGX-CMOUNT01 | 可倾可转天线安装支架，用于Cisco 1570系列接入点 | 89.496 | https://www.l-com.cn/wireless-antenna-tilt-and-swivel-antenna-mount-for-cisco-1570-series-access-points
HGX-LPBUSBAR-03 | 3齿接地汇流排，用于ELPD-CAT5/6保护器 | 1.8 | https://www.l-com.cn/surge-protector-3-position-ground-busbar-for-elpd-cat5-6-protectors
HGX-LPBUSBAR-10 | 10齿接地汇流排，用于ELPD-CAT5/6保护器 | 7.92 | https://www.l-com.cn/surge-protector-10-position-ground-busbar-for-elpd-cat5-6-protectors
HGX-LPMOUNT01 | 同轴避雷器固定架 | 66.1539 | https://www.l-com.cn/surge-protector-coaxial-lightning-protector-mounting-bracket
HGX-MMOUNT01 | 棘轮式军用天线安装 | 26.6568 | https://www.l-com.cn/wireless-antenna-ratchet-style-marine-antenna-mount
HGX-NPLATE14 | 用于NB241609系列外壳的备用铝质安装板 | 248.6088 | https://www.l-com.cn/nema-enclosures-blank-aluminum-mounting-plate-for-2416xx-series-enclosures
HGX-NPLATE15 | 用于NB241609系列外壳的备用非金属右舷铝安装板 | 320.8505 | https://www.l-com.cn/nema-enclosures-blank-non-metallic-starboard-mounting-plate-for-2416xx-series-enclosures
HGX-NPLATE20 | 用于NBE141006/NB121005系列外壳的备用铝质安装板 | 28.067 | https://www.l-com.cn/nema-enclosures-blank-aluminum-mounting-plate-for-nbe141006-1210xx-series-enclosures
HGX-NPLATE21 | 用于NBE141006/NB121005系列外壳的备用非金属右舷安装板 | 34.4124 | https://www.l-com.cn/nema-enclosures-blank-non-metallic-starboard-mounting-plate-for-nbe141006-1210xx-series-enclosures
HGX-NPLATE24 | 备用铝制安装板，用于NB100805系列外壳 | 115.0776 | https://www.l-com.cn/nema-enclosures-blank-aluminum-mounting-plate-for-100805xx-series-enclosures
HGX-NPLATE25 | 备用非金属安装板，用于NB080605系列外壳 | 113.0096 | https://www.l-com.cn/nema-enclosures-blank-non-metallic-starboard-mounting-plate-for-1008xx-series-enclosures
HGX-NPLATE26 | 备用铝制安装板，用于NB161406系列外壳 | 144.7776 | https://www.l-com.cn/nema-enclosures-blank-aluminum-mounting-plate-for-161406xx-series-enclosures
HGX-NPLATE27 | 备用非金属安装板，用于NB161406系列外壳 | 114.4321 | https://www.l-com.cn/nema-enclosures-blank-non-metallic-starboard-mounting-plate-for-1614xx-series-enclosures
HGX-NPLATE30 | 用于0606xx系列机箱的空白铝制安装板 | 36.2942 | https://www.l-com.cn/nema-enclosures-blank-aluminum-mounting-plate-for-0606xx-series-enclosures
HGX-NPLATE32 | 空白非金属通用安装板，用于NBE141006系列接线盒 | 31.1233 | https://www.l-com.cn/nema-enclosures-blank-non-metallic-universal-mounting-plate-for-nbe141006-series-enclosures
HGX-NPLATE34 | 2016xx系列机箱的空白铝制安装板 | 138.8693 | https://www.l-com.cn/nema-enclosures-blank-aluminum-mounting-plate-for-2016xx-series-enclosures
HGX-PMT02 | 小型金属倾斜和旋转式固定架 | 20.988 | https://www.l-com.cn/wireless-antenna-small-metal-tilt-and-swivel-mounting-bracket
HGX-PMT03 | 中型塑料倾斜和旋转式固定架 | 8.39 | https://www.l-com.cn/wireless-antenna-medium-plastic-tilt-and-swivel-mounting-bracket
HGX-PMT07 | 固定天线杆安装套件 | 4.5057 | https://www.l-com.cn/wireless-antenna-stationary-antenna-mast-mounting-kit
HGX-PMT08 | 天线窗式安装套件 | 96.3468 | https://www.l-com.cn/wireless-antenna-antenna-window-mounting-kit
HGX-PMT11 | 重型固定安装套件 | 17.791 | https://www.l-com.cn/wireless-antenna-heavy-duty-stationary-mounting-kit
HGX-PMT15 | 轻巧型金属倾斜和旋转式固定架 | 24.5367 | https://www.l-com.cn/wireless-antenna-compact-metal-tilt-and-swivel-mounting-bracket
HGX-PMT17 | 通用杆安装套件NBP141004—杆直径为3至12in(76.2至304.8mm) | 194.7358 | https://www.l-com.cn/nema-enclosures-universal-pole-mounting-kit-nbp141004-pole-diameter-3-to-12-inches
HGX-PMT23 | 强力天线杆装角铁 | 8.9556 | https://www.l-com.cn/wireless-antenna-heavy-duty-angled-mast-antenna-mount
HGX-PMT24 | 杆装套件，用于ALW/ALS系列防风雨避雷器 | 129.7692 | https://www.l-com.cn/surge-protector-mast-mounting-kit-for-alw-als-series-weatherproof-lightning-protectors
HGX-PMT25 | 杆装套件，用于AL系列防风雨避雷器 | 79.2809 | https://www.l-com.cn/surge-protector-mast-mounting-kit-for-al-series-weatherproof-lightning-protectors
HGX-PMT26 | 天线阵列杆装套件，用于120度扇区天线 | 841.4208 | https://www.l-com.cn/wireless-antenna-antenna-array-pole-mount-kit-for-120-degree-sectorial-antennas
HGX-PMT28 | 接线盒杆装套件，4~7英寸（10.2~17.8厘米）抱杆直径 | 227.5823 | https://www.l-com.cn/nema-enclosures-enclosure-pole-mounting-kit-pole-diameters-4-to-7-inches
HGX-PMT29 | 接线盒杆装套件，7~9英寸（17.8~22.9厘米）抱杆直径 | 231.4609 | https://www.l-com.cn/nema-enclosures-enclosure-pole-mounting-kit-pole-diameters-7-to-9-inches
HGX-PMT30 | 接线盒杆装套件，9~11英寸（22.9~27.9厘米）抱杆直径 | 237.8552 | https://www.l-com.cn/nema-enclosures-enclosure-pole-mounting-kit-pole-diameters-9-to-11-inches
HGX-PMT31 | L-com扇区天线备用安装零件 | 90.755 | https://www.l-com.cn/wireless-antenna-l-com-sector-panel-antenna-replacement-mounting-hardware
HGX-PMT33 | 接线盒杆装导轨套件 | 159.9708 | https://www.l-com.cn/nema-enclosures-enclosure-pole-mounting-rails-kit
HGX-RMT01 | Ubiquiti® RocketM2/M5安装套件 | 154.96 | https://www.l-com.cn/wireless-antenna-ubiquiti-rocketm2-m5-mounting-kit
HGX-UMOUNT | 通用管式天线安装支架 | 38.016 | https://www.l-com.cn/wireless-antenna-universal-tube-antenna-mount
HGX-UMOUNT01 | 通用管式天线安装支架(大型) | 28.37 | https://www.l-com.cn/wireless-antenna-universal-tube-antenna-mount-large
HGX-UMOUNT02 | 吸顶式/壁装通用天线安装支架 | 129.9866 | https://www.l-com.cn/wireless-antenna-ceiling-wall-universal-antenna-mount
HGX-UMOUNT07 | 通用管型天线/抛物面卫星天线安装架 | 64.944 | https://www.l-com.cn/wireless-antenna-universal-tube-antenna-satellite-dish-mount
HGX-WMT01 | 墙装套件，用于NBG系列接线盒，4件/袋 | 250.2718 | https://www.l-com.cn/nema-enclosures-wall-mounting-kit-for-nbg-series-enclosures-4-pack
HK2414-120NF | 2.4 GHz 14 dBi 3*120°扇区阵列全向天线，带分路器 | 1527.62 | https://www.l-com.cn/wireless-antenna-24-ghz-14-dbi-3-120-degree-omni-sector-1-input-to-3-antennas
HK2417-120NF | 2.4 GHz 17dBi 3*120°扇区阵列全向天线，带分路器 | 1716.41 | https://www.l-com.cn/wireless-antenna-24-ghz-17-dbi-3-120-degree-omni-sector-1-input-to-3-antennas
HKCAU31CC-1M | USB 3.1 Gen 2线缆，Type-C公头/Type-C公头 | 27.464 | https://www.l-com.cn/usb-usb-31-gen-2-type-c-male-to-type-c-male
HMA1-NFA10 | 移动天线支架，195系列线缆 - N型母头连接器 | 46.55 | https://www.l-com.cn/wireless-antenna-mobile-antenna-mount-195-series-cable-n-female-connector
HMA1-NMA10 | 移动天线支架，195系列线缆 - N型公头连接器 | 63.0482 | https://www.l-com.cn/wireless-antenna-mobile-antenna-mount-195-series-cable-n-male-connector
HMA1-RSPA10 | 移动天线支架，195系列线缆 - 反极性SMA连接器 | 60.2593 | https://www.l-com.cn/wireless-antenna-mobile-antenna-mount-195-series-cable-rp-sma-connector
HMA1-RTPA10 | 移动天线支架，195系列线缆 - 反极性TNC连接器 | 47.475 | https://www.l-com.cn/wireless-antenna-mobile-antenna-mount-195-series-cable-rp-tnc-plug-connector
HMA1-SMA10 | 移动式天线安装座，195系列线缆，SMA连接器 | 64.0663 | https://www.l-com.cn/wireless-antenna-mobile-antenna-mount-195-series-cable-sma-connector
HMA1-TMA10 | 移动式天线安装座，195系列线缆，TNC公头连接器 | 63.5829 | https://www.l-com.cn/wireless-antenna-mobile-antenna-mount-195-series-cable-tnc-male-connector
HMA3-NFA10 | 黑色（半球形）磁性吸盘基座 - N型母头连接器 | 175.7033 | https://www.l-com.cn/wireless-antenna-black-domed-magnetic-mount-n-female-connector
HMA3-NMA10 | 黑色（半球形）磁性吸盘基座 - N型公头连接器 | 42.7063 | https://www.l-com.cn/wireless-antenna-black-domed-magnetic-mount-n-male-connector
HMA3-RSPA10 | 黑色（半球形）磁性吸盘基座 - 反极性SMA公头连接器 | 60.0544 | https://www.l-com.cn/wireless-antenna-black-domed-magnetic-mount-rp-sma-plug-connector
HMA3-RTPA10 | 黑色（半球形）磁性吸盘基座 - 反极性TNC公头连接器 | 65.736 | https://www.l-com.cn/wireless-antenna-black-domed-magnetic-mount-rp-tnc-plug-connector
HMA6-RSP05 | 对讲机天线磁性安装底座，带5英尺（1.5米）100系列线缆，反极性SMA插头 | 42.2928 | https://www.l-com.cn/wireless-antenna-rubber-duck-magnetic-mount-with-5-foot-100-cable-rp-sma-plug
HMA6-RSP10 | 对讲机天线磁性安装底座，带10英尺（3米）100系列线缆，反极性SMA插头 | 54.1905 | https://www.l-com.cn/wireless-antenna-rubber-duck-magnetic-mount-with-10-foot-100-cable-rp-sma-plug
HMA6-RTP05 | 对讲机天线磁性安装底座，带5英尺（1.5米）100系列线缆，反极性TNC插头 | 28.4313 | https://www.l-com.cn/wireless-antenna-rubber-duck-magnetic-mount-with-5-foot-100-cable-rp-tnc-plug
HMA6-SM05 | 带有5英尺长100系列电缆SMA插头的橡皮天线磁性安装座 | 35.244 | https://www.l-com.cn/rubber-duck-magnetic-mount-5-ft-100-cable-sma-plug-hma6-sm05
HP24 | 12-24安装螺丝和尼龙垫圈，100件/袋 | 159.9048 | https://www.l-com.cn/patch-panel-server-rack-12-24-mtg-screws-and-nylon-washer-pkg-100
HP32 | 10-32安装螺丝和尼龙垫圈，100件/袋 | 153.2758 | https://www.l-com.cn/patch-panel-server-rack-10-32-mtg-screws-and-nylon-washer-pkg-100
HP32-500 | 10-32安装螺丝和尼龙垫圈，500件/袋 | 696.0888 | https://www.l-com.cn/patch-panel-server-rack-10-32-mtg-screws-and-nylon-washer-pkg-500
HPC201 | SMA Male Crimp Gold Plated for 200-Series Cable | 8.3109 | https://www.l-com.cn/coaxial-sma-male-crimp-gold-plated-for-200-series-cable
HPC202 | RP-SMA Plug Crimp for 200-Series Cable Gold | 3.832 | https://www.l-com.cn/coaxial-rp-sma-plug-crimp-for-200-series-cable-gold
HPC401 | SMA Male Crimp Gold Plated for 400-Series Cable | 10.692 | https://www.l-com.cn/coaxial-sma-male-crimp-gold-plated-for-400-series-cable
HPC403 | SMA Female Bulkhead Crimp for 400-Series Cable | 13.7016 | https://www.l-com.cn/coaxial-sma-female-bulkhead-crimp-for-400-series-cable
HPC781 | SMA Male Crimp for Belden 7807 Cable | 17.695 | https://www.l-com.cn/coaxial-sma-male-crimp-for-belden-7807-cable
HPC782 | 50 Ohm BNC Crimp Plug for Belden 7807 Cable | 11.79 | https://www.l-com.cn/coaxial-50-ohm-bnc-crimp-plug-for-belden-7807-cable
HPC992 | 50 Ohm BNC Crimp Plug for Belden 9913 Cable | 19.3694 | https://www.l-com.cn/coaxial-50-ohm-bnc-crimp-plug-for-belden-9913-cable
HPC993 | TNC Male Crimp for Belden 9913 Cable | 30.9183 | https://www.l-com.cn/coaxial-tnc-male-crimp-for-belden-9913-cable
HR-UMS1-11.5 | 1U空间半支架宽度通用多孔搁板，11.5英寸（29.2厘米）深度，黑 | 782.7888 | https://www.l-com.cn/patch-panel-server-rack-half-rack-1-space-universal-multi-shelf-115-deep-black
HT1008 | Parallel Action Pliers | 34.745 | https://www.l-com.cn/ethernet-parallel-action-pliers
HT106D | 9" Lever Type Coaxial Crimp Tool (.068", .213", .255") | 91.08 | https://www.l-com.cn/coaxial-9-lever-type-coaxial-crimp-tool-068-213-255
HT106H | 9" Lever Type Coaxial Crimp Tool (.322", .359") | 64.8896 | https://www.l-com.cn/coaxial-9-lever-type-coaxial-crimp-tool-322-359
HT-110EZ | EZ 110 Punch Down Tool + RJ45 Crimper | 160.67 | https://www.l-com.cn/ethernet-ez-110-punch-down-tool-rj45-crimper
HT1500 | 二合一模块化压接工具 | 111.9828 | https://www.l-com.cn/ethernet-two-in-one-modular-crimp-tool
HT2094C | Modular Crimp Tool for 4X4 Handset Plugs | 29.304 | https://www.l-com.cn/ethernet-modular-crimp-tool-for-4x4-handset-plugs
HT2096 | Modular Crimp Tool for RJ11 and RJ12 Plugs | 24.47 | https://www.l-com.cn/ethernet-modular-crimp-tool-for-rj11-and-rj12-plugs
HT210A | RJ45 Crimp Tool | 28.8015 | https://www.l-com.cn/ethernet-rj45-crimp-tool
HT230A | Deluxe Coaxial Crimp Tool with .255", .213", .187" and .068" Hex Die | 161.0136 | https://www.l-com.cn/coaxial-deluxe-coaxial-crimp-tool-with-255-213-187-and-068-hex-die
HT301A | Deluxe Coaxial Crimp Tool with .256", .213" and .068" Hex Die | 113.3748 | https://www.l-com.cn/coaxial-deluxe-coaxial-crimp-tool-with-256-213-and-068-hex-die
HT301C | Deluxe Coaxial Crimp Tool with .319", .256", .213" and .068" Hex Die | 125.0478 | https://www.l-com.cn/coaxial-deluxe-coaxial-crimp-tool-with-319-256-213-and-068-hex-die
HT301G | Deluxe Coaxial Crimp Tool with .255", .213", .137", .100", .069", .043" Hex Die | 162.2808 | https://www.l-com.cn/coaxial-deluxe-coaxial-crimp-tool-with-255-213-137-100-069-043-hex-die
HT301J | Deluxe Coaxial Crimp Tool with .178", .151", .128", .078", .068", .043" Hex Die | 121.7174 | https://www.l-com.cn/coaxial-deluxe-coaxial-crimp-tool-with-178-151-128-078-068-043-hex-die
HT3021 | Set of 4 Replacement Blades for HT302 Series Coaxial Cable Strippers | 15.8785 | https://www.l-com.cn/coaxial-set-of-4-replacement-blades-for-ht302-series-coaxial-cable-strippers
HT302B | Coax Cable Stripper, 2-Blade for RG58/59/62 | 40.45 | https://www.l-com.cn/coaxial-coax-cable-stripper-2-blade-for-rg58-59-62
HT3121 | Set of 4 Replacement Blades for HT312 Coaxial Cable Stripper | 15.0753 | https://www.l-com.cn/coaxial-set-of-4-replacement-blades-for-ht312-coaxial-cable-stripper
HT312A | Coax Cable Stripper, 3-Blade for RG59/62/6 | 72.2304 | https://www.l-com.cn/coaxial-coax-cable-stripper-3-blade-for-rg59-62-6
HT312B | Coax Cable Stripper, 3-Blade for RG58/59/62 | 48.63 | https://www.l-com.cn/coaxial-coax-cable-stripper-3-blade-for-rg58-59-62
HT312S | Coax Cable Stripper, 3-Blade for RG213/11/8 | 77.022 | https://www.l-com.cn/coaxial-coax-cable-stripper-3-blade-for-rg213-11-8
HT312X | Coax Cable Stripper, 3-Blade for 3.5 to 5mm dia. | 81.2536 | https://www.l-com.cn/coaxial-coax-cable-stripper-3-blade-for-35-to-5mm-dia
HT-325 | Economy Round Cable Jacket Stripper | 58.6779 | https://www.l-com.cn/d-sub-economy-round-cable-jacket-stripper
HTC1620 | Copper and Wire Shears | 26.3898 | https://www.l-com.cn/d-sub-copper-and-wire-shears
HTC2030 | Wire Stripper and Shear | 38.016 | https://www.l-com.cn/d-sub-wire-stripper-and-shear
HT-CRIMP02 | Deluxe Coaxial Crimp Tool with .028", .039", .047", .100", .128" and .151" Hex Die | 71.3 | https://www.l-com.cn/coaxial-deluxe-coaxial-crimp-tool-with-028-039-047-100-128-and-151-hex-die
HT-CRIMP03 | Deluxe Coaxial Crimp Tool with .100", .128" and .429" Hex Die | 63.45 | https://www.l-com.cn/coaxial-deluxe-coaxial-crimp-tool-with-100-128-and-429-hex-die
HT-CRIMP04 | Deluxe Coaxial Crimp Tool with .068", .213", .256" and .324" Hex Die | 73.385 | https://www.l-com.cn/coaxial-deluxe-coaxial-crimp-tool-with-068-213-256-and-324-hex-die
HT-CRIMP600 | Deluxe Coaxial Crimp Tool with .610" Hex Die | 92.5602 | https://www.l-com.cn/coaxial-deluxe-coaxial-crimp-tool-with-610-hex-die
HTS2100 | Crimp Tool Body, accepts any HTS2100 Die Set | 392.832 | https://www.l-com.cn/ethernet-crimp-tool-body-accepts-any-hts2100-die-set
HTS2100-51 | RG58 and RG59 Die Set, use for BNCs and TNCs .068, .213 and .255 hex | 232.056 | https://www.l-com.cn/ethernet-rg58-and-rg59-die-set-use-for-bncs-and-tncs-068-213-and-255-hex
HTS2100-60 | RG174 Die Set, use for BNCs and SMAs .068 and .178 hex | 207.9 | https://www.l-com.cn/ethernet-rg174-die-set-use-for-bncs-and-smas-068-and-178-hex
HTS3162CT | Hex Coaxial Crimp Tool .360" and .470" Sizes | 365.112 | https://www.l-com.cn/coaxial-hex-coaxial-crimp-tool-360-and-470-sizes
HTS501 | UTP/STP Cable Stripper for Round or Flat Cable | 26.136 | https://www.l-com.cn/ethernet-utp-stp-cable-stripper-for-round-or-flat-cable
HTS7100 | Crimp Tool Only, Accepts any 7100 Series Die Set | 385.1892 | https://www.l-com.cn/ethernet-crimp-tool-only-accepts-any-7100-series-die-set
HTS7100-04 | 4 Position Die Set with Strain Relief, use with RJ22 Handset Plugs | 171.468 | https://www.l-com.cn/ethernet-4-position-die-set-with-strain-relief-use-with-rj22-handset-plugs
HTS7100-06A | 6 Position Die Set without Secondary Strain Relief, use with all RJ11 & RJ12 Plugs | 173.3688 | https://www.l-com.cn/ethernet-6-position-die-set-without-secondary-strain-relief-use-with-all-rj11-rj12-plugs
HTS7100-08A | 8 Position Die Set without Secondary Strain Relief, use with all RJ45 Plugs | 171.468 | https://www.l-com.cn/ethernet-8-position-die-set-without-secondary-strain-relief-use-with-all-rj45-plugs
HTS7100-10 | 10 Position Die Set with Secondary Strain Relief | 171.468 | https://www.l-com.cn/ethernet-10-position-die-set-with-secondary-strain-relief
HTS7508C6 | Professional Grade Ratcheting Crimp Tool for TSP4288C6 Plugs | 697.657 | https://www.l-com.cn/ethernet-professional-grade-ratcheting-crimp-tool-for-tsp4288c6-plugs
HTS8100 | Modular Crimp Tool Frame, Accepts HTS8100 Series Die Sets | 1184.04 | https://www.l-com.cn/ethernet-modular-crimp-tool-frame-accepts-hts8100-series-die-sets
HTS8100-88C5 | Modular Crimp Die Set, RJ45 8 Pin Category 5E Plugs (Non Ferrule) | 1441.44 | https://www.l-com.cn/ethernet-modular-crimp-die-set-rj45-8-pin-category-5e-plugs-non-ferrule
HTS8200 | Professional Grade Ratcheting Crimp Tool for TSP6088S Plugs | 2646.7848 | https://www.l-com.cn/ethernet-professional-grade-ratcheting-crimp-tool-for-tsp6088s-plugs
HTS8200-SC | Shield Crimp for HTS8200 Used With TSP8048C6A Plugs | 448.272 | https://www.l-com.cn/ethernet-shield-crimp-for-hts8200-used-with-tsp8048c6a-plugs
HTS8700ES | CATV Coaxial Cable Stripper Tool for RG59/6 | 87.12 | https://www.l-com.cn/coaxial-catv-coaxial-cable-stripper-tool-for-rg59-6
HTS8700RB | 10 Replacement Cartridges for RG59/6 Coaxial Cable Stripper | 295.416 | https://www.l-com.cn/coaxial-10-replacement-cartridges-for-rg59-6-coaxial-cable-stripper
HTS9000 | 10P10C (RJ50) Crimp Tool w/Cut and Strip Function | 91.1196 | https://www.l-com.cn/ethernet-10p10c-rj50-crimp-tool-w-cut-and-strip-function
HTS-EX | Compression Connector Coaxial Crimp Tool | 517.2605 | https://www.l-com.cn/coaxial-compression-connector-coaxial-crimp-tool
HT-STRIP400-1 | Strip Tool for 400 Series Crimp Style Connectors | 77.992 | https://www.l-com.cn/coaxial-strip-tool-for-400-series-crimp-style-connectors
HT-STRIP600-1 | Strip Tool for 600 Series Crimp Style Connectors | 77.992 | https://www.l-com.cn/coaxial-strip-tool-for-600-series-crimp-style-connectors
HT-STRIP-B1 | Replacement Blades for HT-STRIP400-1 and HT-STRIP600-1 | 11.2775 | https://www.l-com.cn/coaxial-replacement-blades-for-ht-strip400-1-and-ht-strip600-1
HT-TAPE01 | 3M®自修复防水胶带 | 241.9956 | https://www.l-com.cn/coaxial-3m-self-healing-weatherproofing-tape
HT-TAPE104 | COAX-SEAL® #104手动模制塑料防水胶带 | 13.1996 | https://www.l-com.cn/coaxial-coax-seal-104-hand-moldable-plastic-weatherproofing-tape
HT-TAPE105 | COAX-SEAL® #105手动模制塑料防水胶带 | 112.2007 | https://www.l-com.cn/coaxial-coax-seal-105-hand-moldable-plastic-weatherproofing-tape
HT-TAPE106 | COAX-SEAL® #106手动模制塑料防水胶带 | 197.8925 | https://www.l-com.cn/coaxial-coax-seal-106-hand-moldable-plastic-weatherproofing-tape
HT-TDPT | Crimp Tool for Pull Through RJ45s | 150.48 | https://www.l-com.cn/ethernet-crimp-tool-for-pull-through-rj45s
HT-TSPFT | TSPFT系列RJ45公头现场端接手动工具 | 27.72 | https://www.l-com.cn/tspft-series-rj45-plug-field-termination-hand-tool-ht-tspft
HUB19RK-8 | 19英寸（48.3厘米）架装轻型搁板，8英寸（20.3厘米）深度 | 80.3246 | https://www.l-com.cn/patch-panel-server-rack-19-rack-mountable-light-duty-shelf-8-deep
HXX-SR188 | RG-188网尾套管 | 0.4096 | https://www.l-com.cn/coaxial-strain-relief-boot-rg-188
HXX-SR58L | RG-58网尾套管 | 1.51 | https://www.l-com.cn/coaxial-strain-relief-boots-rg-58
HXX-SR58S | RG-58 Mini-UHF网尾套管 | 1.48 | https://www.l-com.cn/coaxial-strain-relief-boots-rg-58-mini-uhf
ICR1850 | Icron USB 1.1 Rover 1850 1端口实心5类（或更高）端口供电延展器（最长40m） | 564.4 | https://www.l-com.cn/usb-icron-usb-11-rover-1850-1-port-cat5e-or-better-port-powered-usb-extender-system-40m-max
ICR2301GE-LAN | Icron USB 2.0 Ranger 2301 GE LAN单端口USB 2.0千兆级以太网LAN延长系统 | 2801.6 | https://www.l-com.cn/usb-icron-usb-20-ranger-2301-ge-lan-1-port-usb-20-gigabit-ethernet-lan-extender-system
ICR2324 | Icron USB 2.0 Ranger 2324四端口多模双芯LC USB延长系统，最长500米 | 6446.4 | https://www.l-com.cn/usb-icron-usb-20-ranger-2324-4-port-multimode-duplex-lc-usb-extender-system-500-max
ICR2850 | Icron USB 1.1 Rover 2850 2端口实心5类（或更高）端口供电延展器（最长40m） | 632.4 | https://www.l-com.cn/usb-icron-usb-11-rover-2850-2-port-cat5e-or-better-port-powered-usb-extender-system-40m-max
ICR3001-15 | Icron Spectra 3001-15 USB 3.1有源USB延长线缆（15米） | 2155.6 | https://www.l-com.cn/usb-icron-spectra-3001-15-usb-31-15-meter-active-usb-extender-cable
ICR3124 | Icron USB 3.1 Raven™ 3124四端口多模光缆USB延长器，200米 | 10458.4 | https://www.l-com.cn/usb-icron-usb-31-raven-3124-4-port-multimode-fiber-usb-extender-200m
ICR-EL5353 | Icron Technologies EL5353 DVI + USB 2.0 Extender Cat5e (or better) | 7085.6 | https://www.l-com.cn/audio-video-icron-technologies-el5353-dvi-usb-20-extender-cat5e-or-better
ICR-EL5363 | Icron Technologies EL5363 HDMI® + USB 2.0 Extender | 7085.6 | https://www.l-com.cn/audio-video-icron-technologies-el5363-hdmi-usb-20-extender
IES-2206GAT-SFP | 6端口工业以太网DIN导轨交换机，4个千兆RJ45 10/100 / 1000TX PoE 802.3at 30W /端口120W总预设功率，2个SFP 1000FX | 773.45 | https://www.l-com.cn/6-port-industrial-ethernet-din-rail-switch-4x-gigabit-rj45-10-100-1000tx-poe-8023at-30w-port-120w-total-budget-2x-sfp-1000fx
IES-2206-M2 | IES-2206 4 Port 10/100TX, 2 Port 100FX SC MM 2km | 680 | https://www.l-com.cn/ethernet-switches-ies-series-6-port-industrial-ethernet-switch-4x-rj45-10-100tx-2x-duplex-sc-100fx-multimode-2km
IES-2206-S20 | IES-2206 4 Port 10/100TX, 2 Port 100FX SC SM 20km | 737 | https://www.l-com.cn/ethernet-switches-ies-series-6-port-industrial-ethernet-switch-4x-rj45-10-100tx-2x-duplex-sc-100fx-single-mode-20km
IES-2206-S40 | IES-2206 4 Port 10/100TX, 2 Port 100FX SC SM 40km | 1052 | https://www.l-com.cn/ethernet-switches-ies-series-6-port-industrial-ethernet-switch-4x-rj45-10-100tx-2x-duplex-sc-100fx-single-mode-40km
IES-2208 | IES-Series 8 Port 10/100TX Industrial Ethernet Switch | 436 | https://www.l-com.cn/ethernet-switches-ies-series-8-port-industrial-ethernet-switch-8x-rj45-10-100tx
IES-2210GAT-SFP | 10端口工业以太网DIN导轨交换机，8个千兆RJ45 10/100 / 1000TX PoE 802.3at 30W /端口120W总预设功率，2个SFP 1000FX | 1163.7167 | https://www.l-com.cn/10-port-industrial-ethernet-din-rail-switch-8x-gigabit-rj45-10-100-1000tx-poe-8023at-30w-port-120w-total-budget-2x-sfp-1000fx
IES-2210-M2 | IES-2210 8 Port 10/100TX, 2 Port 100FX SC MM 2km | 1326 | https://www.l-com.cn/ethernet-switches-ies-series-10-port-industrial-ethernet-switch-8x-rj45-10-100tx-2x-duplex-sc-100fx-multimode-2km
IES-2210-S20 | IES-2210 8 Port 10/100TX, 2 Port 100FX SC SM 20km | 1189 | https://www.l-com.cn/ethernet-switches-ies-series-10-port-industrial-ethernet-switch-8x-rj45-10-100tx-2x-duplex-sc-100fx-single-mode-20km
IES-2210-S40 | IES-2210 8 Port 10/100TX, 2 Port 100FX SC SM 40km | 1568 | https://www.l-com.cn/ethernet-switches-ies-series-10-port-industrial-ethernet-switch-8x-rj45-10-100tx-2x-duplex-sc-100fx-single-mode-40km
IES-2210-S60 | IES-2210 8 Port 10/100TX, 2 Port 100FX SC SM 60km | 2548 | https://www.l-com.cn/ethernet-switches-ies-series-10-port-industrial-ethernet-switch-8x-rj45-10-100tx-2x-duplex-sc-100fx-single-mode-60km
IES-2216 | IES-Series 16 Port 10/100TX Industrial Ethernet Switch | 1404 | https://www.l-com.cn/ethernet-switches-ies-series-16-port-industrial-ethernet-switch-16x-rj45-10-100tx
IES-2220-M2 | IES-2220 16 Port 10/100TX, 4 Port 100FX SC MM 2km | 2457 | https://www.l-com.cn/ethernet-switches-ies-series-20-port-industrial-ethernet-switch-16x-rj45-10-100tx-4x-duplex-sc-100fx-multimode-2km
IES-2220-S20 | IES-2220 16 Port 10/100TX, 4 Port 100FX SC SM 20km | 2502 | https://www.l-com.cn/ethernet-switches-ies-series-20-port-industrial-ethernet-switch-16x-rj45-10-100tx-4x-duplex-sc-100fx-single-mode-20km
IES-2220-S60 | IES-2220 16 Port 10/100TX, 4 Port 100FX SC SM 60km | 3685 | https://www.l-com.cn/ethernet-switches-ies-series-20-port-industrial-ethernet-switch-16x-rj45-10-100tx-4x-duplex-sc-100fx-single-mode-60km
IGS-5225-8P2S2X | Industrial 8-Port 10/100/1000T 802.3at PoE + 2-Port 100/1000X SFP + 2-Port 10G SFP+ Managed Switch | 3137.7852 | https://www.l-com.cn/power-over-ethernet-industrial-8-port-10-100-1000t-8023at-poe-2-port-100-1000x-sfp-2-port-10g-sfp-managed-switch
JMOD4S-1 | ISDN分离器，5个RJ45（8×8），完全接线，带屏蔽 | 37.6992 | https://www.l-com.cn/ethernet-isdn-splitter-5-rj45-8x8-fully-wired-w-shield
JMOD4U-1 | ISDN分离器，5个RJ45（8×8），完全接线 | 32.445 | https://www.l-com.cn/ethernet-isdn-splitter-5-rj45-8x8-fully-wired
K23-MDY | 模制Y型线缆，迷你DIN 6公头/（2个）迷你DIN 6母头，1.25ft/0.38m | 20.85 | https://www.l-com.cn/firewire-din-scsi-sata-molded-y-cable-mini-din-6-male-2-mini-din-6-female-125-ft
LBP-1.5 | 架装圆扎线杆，1.5英寸（3.8厘米）折弯高度，10件/袋 | 939.1888 | https://www.l-com.cn/patch-panel-server-rack-rackmount-lacing-bar-round-with-15-offset-pkg-10
LBP-1A | 19英寸（48.3厘米）架装L型扎线杆，1英寸（2.5厘米）折弯高度，10件/袋 | 422.3888 | https://www.l-com.cn/patch-panel-server-rack-19-rackmount-lacer-bar-l-shaped-1-offset-pkg-10
LBP-1R | 19英寸（48.3厘米）架装圆扎线杆，10件/袋 | 660.3888 | https://www.l-com.cn/patch-panel-server-rack-19-rackmount-lacer-bar-round-pkg-10
LBP-1R4 | 19英寸（48.3厘米）架装圆扎线杆，4英寸（10.2厘米）折弯高度，10件/袋 | 1034.3888 | https://www.l-com.cn/patch-panel-server-rack-19-rackmount-lacer-bar-round-with-4-offset-pkg-10
LBX-3 | 5.25×19英寸（13.3×48.3厘米）架装锁箱 | 1177.1888 | https://www.l-com.cn/patch-panel-server-rack-525-x-19-rack-mountable-lockbox
LC-232I-422-485 | L-com隔离RS232至RS422/485转换器 | 599.9083 | https://www.l-com.cn/serial-converters-controller-cards-l-com-isolated-rs232-to-rs422-485-converter
LC-60601-1 | L-com 10/100/1000 Ethernet Data Isolator (EN60601-1 Compliant) | 875.1484 | https://www.l-com.cn/surge-protector-l-com-10-100-1000-ethernet-data-isolator-en60601-1-compliant
LCAD30001 | 同轴适配器，BNC母头/母头 | 11.7216 | https://www.l-com.cn/coaxial-adapter-bnc-female-female-test-lcad30001
LCAD30003 | 同轴适配器，SMA母头/ UMCX插头 | 29.5416 | https://www.l-com.cn/Coaxial-Adapter-SMA-Female-UMCX-Plug
LCAD30004 | 同轴适配器，SMA母头/ UMCX插座 | 23.1264 | https://www.l-com.cn/Coaxial-Adapter-SMA-Female-UMCX-Jack
LCAD30005 | 同轴适配器，SMA公头/ UMCX插座 | 24.3936 | https://www.l-com.cn/Coaxial-Adapter-SMA-Male-UMCX-Jack
LCAD30006 | RP-SMA公头/RP-SMA母头同轴适配器 | 25.0272 | https://www.l-com.cn/Coaxial-Adapter-RP-SMA-Male-RP-SMA-Female
LCAD30007 | RP-SMA母头/RP-SMA母头同轴适配器 | 25.5416 | https://www.l-com.cn/Coaxial-Adapter-RP-SMA-Female-RP-SMA-Female
LCAD30008 | 同轴适配器，SMA母头/ SMB插头 | 29.6131 | https://www.l-com.cn/Coaxial-Adapter-SMA-Female-SMB-Plug
LCAD30009 | SMA母头/ SMB插座同轴适配器 | 24.7896 | https://www.l-com.cn/Coaxial-Adapter-SMA-Female-SMB-Jack
LCAD30010 | SMA公头/ SMB插头同轴适配器 | 32.5908 | https://www.l-com.cn/Coaxial-Adapter-SMA-Male-SMB-Plug
LCAD30012 | 同轴适配器，BNC三通公头/母头/母头 | 49.0084 | https://www.l-com.cn/Coaxial-Adapter-BNC-Tee-Male-Female-Female
LCAD30013 | 同轴适配器，SMA母头/ BNC穿壁式母头 | 33.4032 | https://www.l-com.cn/Coaxial-Adapter-SMA-Female-BNC-Female-Bulkhead
LCAD30014 | 同轴适配器，N母头/ BNC母头 | 41.1691 | https://www.l-com.cn/Coaxial-Adapter-N-Female-BNC-Female
LCAD30015 | N母头/ BNC母头4孔法兰同轴适配器 | 49.4208 | https://www.l-com.cn/Coaxial-Adapter-N-Female-BNC-Female-4-Hole-Flange
LCAD30016 | SMB三通插座/插头/插座同轴适配器 | 47.2032 | https://www.l-com.cn/Coaxial-Adapter-SMB-Tee-Jack-Plug-Jack
LCAD30017 | 同轴适配器，N母头/ BNC穿壁式母头 | 46.6948 | https://www.l-com.cn/Coaxial-Adapter-N-Female-BNC-Female-Bulkhead
LCAD30018 | BNC公头/母头同轴适配器 | 54.648 | https://www.l-com.cn/Coaxial-Adapter-BNC-Male-Female
LCAD30019 | 78欧姆BNC屏蔽双导线馈电线三通插座/插座/插座同轴适配器 | 102.4056 | https://www.l-com.cn/Coaxial-Adapter-78-Ohm-BNC-Twinax-Tee-Jack-Jack-Jack
LCAD30020 | 78欧姆BNC屏蔽双导线馈电线插座/穿壁式插座 | 83.7789 | https://www.l-com.cn/Coaxial-Adapter-78-Ohm-BNC-Twinax-Jack-Jack-Bulkhead
LCAD30021 | SMB三通插头/插座/插座同轴适配器 | 49.9752 | https://www.l-com.cn/Coaxial-Adapter-SMB-Tee-Plug-Jack-Jack
LCAD30022 | N公头/ SMB插座同轴适配器 | 47.9795 | https://www.l-com.cn/Coaxial-Adapter-N-Male-SMB-Jack
LCAD30023 | 78欧姆BNC屏蔽双导线馈电线三通插座/插头/插座同轴适配器 | 68.0328 | https://www.l-com.cn/Coaxial-Adapter-78-Ohm-BNC-Twinax-Tee-Jack-Plug-Jack
LCAD30024 | 78欧姆BNC屏蔽双导线馈电线三通插头/插头同轴适配器 | 32.6717 | https://www.l-com.cn/Coaxial-Adapter-78-Ohm-BNC-Twinax-Tee-Plug-Plug-
LCAD30025 | 78欧姆BNC屏蔽双导线馈电线插头/插座直角型同轴适配器 | 99.039 | https://www.l-com.cn/Coaxial-Right-Angle-Adapter-78-Ohm-BNC-Twinax-Plug-Jack-
LCAD30026 | 78欧姆BNC屏蔽双导线馈电线插头/插座同轴适配器 | 48.6288 | https://www.l-com.cn/Coaxial-Adapter-78-Ohm-BNC-Twinax-Plug-Jack-
LCAD30028 | BNC母头/RP-BNC公头同轴适配器 | 42.9776 | https://www.l-com.cn/Coaxial-Adapter-BNC-Female-RP-BNC-Male
LCAD30029 | BNC公头/ RP-BNC母头同轴适配器 | 42.2136 | https://www.l-com.cn/Coaxial-Adapter-BNC-Male-RP-BNC-Female
LCAD30030 | 同轴适配器，SMA母头/ RP-SMA公头 | 26.0568 | https://www.l-com.cn/Coaxial-Adapter-SMA-Female-RP-SMA-Male
LCAD30031 | 同轴适配器，SMA公头/ RP-SMA母头 | 23.6447 | https://www.l-com.cn/Coaxial-Adapter-SMA-Male-RP-SMA-Female
LCAD30032 | 同轴适配器，N母头/ BNC穿壁式母头 | 45.7485 | https://www.l-com.cn/Coaxial-Adapter-N-Female-Bulkhead-BNC-Female
LCAD30033 | N型公头/BNC公头同轴直角适配器 | 47.2032 | https://www.l-com.cn/Coaxial-Right-Angle-Adapter-N-Male-BNC-Male
LCAD30034 | N型母头/ BNC公头同轴直角适配器 | 48.0877 | https://www.l-com.cn/Coaxial-Right-Angle-Adapter-N-Female-BNC-Male
LCAD30035 | RP-SMA母头/穿壁式母头同轴适配器 | 25.6824 | https://www.l-com.cn/Coaxial-Adapter-RP-SMA-Female-Female-Bulkhead
LCAD30037 | BNC公头/公头同轴直角适配器 | 62.37 | https://www.l-com.cn/Coaxial-Right-Angle-Adapter-BNC-Male-Female
LCAD30038 | TNC公头/ BNC母头同轴直角适配器 | 41.0712 | https://www.l-com.cn/Coaxial-Right-Angle-Adapter-TNC-Male-BNC-Female
LCAT1000-01 | 2W / 1dB 射频固定衰减器，SMA公头至SMA母头钝化不锈钢主体，最高工作频率为6 GHz | 109.9758 | https://www.l-com.cn/coaxial-2w-1db-rf-fixed-attenuator-sma-male-to-sma-female-passivated-stainless-steel-body-up-to-6-ghz
LCAT1000-02 | 2W / 2dB 射频固定衰减器，SMA公头至SMA母头钝化不锈钢主体，最高工作频率为6 GHz | 99.4752 | https://www.l-com.cn/2w-2db-rf-fixed-attenuator-sma-male-sma-female-passivated-stainless-steel-body-up-6-ghztest-lcat1000-02
LCAT1000-03 | 2W / 3dB 射频固定衰减器，SMA公头至SMA母头钝化不锈钢主体，最高工作频率为6 GHz | 127.39 | https://www.l-com.cn/coaxial-2w-3db-rf-fixed-attenuator-sma-male-to-sma-female-passivated-stainless-steel-body-up-to-6-ghz
LCAT1000-04 | 2W / 4dB 射频固定衰减器，SMA公头至SMA母头钝化不锈钢主体，最高工作频率为6 GHz | 127.39 | https://www.l-com.cn/coaxial-2w-4db-rf-fixed-attenuator-sma-male-to-sma-female-passivated-stainless-steel-body-up-to-6-ghz
LCAT1000-05 | 2W / 5dB 射频固定衰减器，SMA公头至SMA母头钝化不锈钢主体，最高工作频率为6 GHz | 119.592 | https://www.l-com.cn/coaxial-2w-5db-rf-fixed-attenuator-sma-male-to-sma-female-passivated-stainless-steel-body-up-to-6-ghz
LCAT1000-06 | 2W / 6dB 射频固定衰减器，SMA公头至SMA母头钝化不锈钢主体，最高工作频率为6 GHz | 127.39 | https://www.l-com.cn/coaxial-2w-6db-rf-fixed-attenuator-sma-male-to-sma-female-passivated-stainless-steel-body-up-to-6-ghz
LCAT1000-07 | 2W / 7dB 射频固定衰减器，SMA公头至SMA母头钝化不锈钢主体，最高工作频率为6 GHz | 91.872 | https://www.l-com.cn/coaxial-2w-7db-rf-fixed-attenuator-sma-male-to-sma-female-passivated-stainless-steel-body-up-to-6-ghz
LCAT1000-08 | 2W / 8dB 射频固定衰减器，SMA公头至SMA母头钝化不锈钢主体，最高工作频率为6 GHz | 77.22 | https://www.l-com.cn/coaxial-2w-8db-rf-fixed-attenuator-sma-male-to-sma-female-passivated-stainless-steel-body-up-to-6-ghz
LCAT1000-09 | 2W / 9dB 射频固定衰减器，SMA公头至SMA母头钝化不锈钢主体，最高工作频率为6 GHz | 77.22 | https://www.l-com.cn/coaxial-2w-9db-rf-fixed-attenuator-sma-male-to-sma-female-passivated-stainless-steel-body-up-to-6-ghz
LCAT1000-10 | 2W / 10dB 射频固定衰减器，SMA公头至SMA母头钝化不锈钢主体，最高工作频率为6 GHz | 127.38 | https://www.l-com.cn/coaxial-2w-10db-rf-fixed-attenuator-sma-male-to-sma-female-passivated-stainless-steel-body-up-to-6-ghz
LCAT1000-12 | 2W / 12dB 射频固定衰减器，SMA公头至SMA母头钝化不锈钢主体，最高工作频率为6 GHz | 91.872 | https://www.l-com.cn/coaxial-2w-12db-rf-fixed-attenuator-sma-male-to-sma-female-passivated-stainless-steel-body-up-to-6-ghz
LCAT1000-15 | 2W / 15dB 射频固定衰减器，SMA公头至SMA母头钝化不锈钢主体，最高工作频率为6 GHz | 110.88 | https://www.l-com.cn/coaxial-2w-15db-rf-fixed-attenuator-sma-male-to-sma-female-passivated-stainless-steel-body-up-to-6-ghz
LCAT1000-18 | 2W / 18dB 射频固定衰减器，SMA公头至SMA母头钝化不锈钢主体，最高工作频率为6 GHz | 91.872 | https://www.l-com.cn/coaxial-2w-18db-rf-fixed-attenuator-sma-male-to-sma-female-passivated-stainless-steel-body-up-to-6-ghz
LCAT1000-20 | 2W / 20dB 射频固定衰减器，SMA公头至SMA母头钝化不锈钢主体，最高工作频率为6 GHz | 127.38 | https://www.l-com.cn/coaxial-2w-20db-rf-fixed-attenuator-sma-male-to-sma-female-passivated-stainless-steel-body-up-to-6-ghz
LCAT1000-25 | 2W / 25dB 射频固定衰减器，SMA公头至SMA母头钝化不锈钢主体，最高工作频率为6 GHz | 127.39 | https://www.l-com.cn/coaxial-2w-25db-rf-fixed-attenuator-sma-male-to-sma-female-passivated-stainless-steel-body-up-to-6-ghz
LCAT1000-30 | 2W / 30dB 射频固定衰减器，SMA公头至SMA母头钝化不锈钢主体，最高工作频率为6 GHz | 115.632 | https://www.l-com.cn/coaxial-2w-30db-rf-fixed-attenuator-sma-male-to-sma-female-passivated-stainless-steel-body-up-to-6-ghz
LCAT1001-01 | 2W/1 dB射频固定衰减器，SMA公头到SMA母头不锈钢材质，最高3 GHz | 50.44 | https://www.l-com.cn/coaxial-2w-1-db-rf-fixed-attenuator-sma-male-to-sma-female-stainless-steel-body-up-to-3-ghz
LCAT1001-02 | 2W/2 dB射频固定衰减器，SMA公头到SMA母头不锈钢材质，最高3 GHz | 50.44 | https://www.l-com.cn/coaxial-2w-2-db-rf-fixed-attenuator-sma-male-to-sma-female-stainless-steel-body-up-to-3-ghz
LCAT1001-03 | 2W/3 dB射频固定衰减器，SMA公头到SMA母头不锈钢材质，最高3 GHz | 50.44 | https://www.l-com.cn/coaxial-2w-3-db-rf-fixed-attenuator-sma-male-to-sma-female-stainless-steel-body-up-to-3-ghz
LCAT1001-04 | 2W/4 dB射频固定衰减器，SMA公头到SMA母头不锈钢材质，最高3 GHz | 50.44 | https://www.l-com.cn/coaxial-2w-4-db-rf-fixed-attenuator-sma-male-to-sma-female-stainless-steel-body-up-to-3-ghz
LCAT1001-05 | 2W/5 dB射频固定衰减器，SMA公头到SMA母头不锈钢材质，最高3 GHz | 50.44 | https://www.l-com.cn/coaxial-2w-5-db-rf-fixed-attenuator-sma-male-to-sma-female-stainless-steel-body-up-to-3-ghz
LCAT1001-06 | 2W/6 dB射频固定衰减器，SMA公头到SMA母头不锈钢材质，最高3 GHz | 50.44 | https://www.l-com.cn/coaxial-2w-6-db-rf-fixed-attenuator-sma-male-to-sma-female-stainless-steel-body-up-to-3-ghz
LCAT1001-07 | 2W/7 dB射频固定衰减器，SMA公头到SMA母头不锈钢材质，最高3 GHz | 50.44 | https://www.l-com.cn/coaxial-2w-7-db-rf-fixed-attenuator-sma-male-to-sma-female-stainless-steel-body-up-to-3-ghz
LCAT1001-08 | 2W/8 dB射频固定衰减器，SMA公头到SMA母头不锈钢材质，最高3 GHz | 50.44 | https://www.l-com.cn/coaxial-2w-8-db-rf-fixed-attenuator-sma-male-to-sma-female-stainless-steel-body-up-to-3-ghz
LCAT1001-09 | 2W/9 dB射频固定衰减器，SMA公头到SMA母头不锈钢材质，最高3 GHz | 50.44 | https://www.l-com.cn/coaxial-2w-9-db-rf-fixed-attenuator-sma-male-to-sma-female-stainless-steel-body-up-to-3-ghz
LCAT1001-10 | 2W/10 dB射频固定衰减器，SMA公头到SMA母头不锈钢材质，最高3 GHz | 50.44 | https://www.l-com.cn/coaxial-2w-10-db-rf-fixed-attenuator-sma-male-to-sma-female-stainless-steel-body-up-to-3-ghz
LCAT1001-20 | 2W/20 dB射频固定衰减器，SMA公头到SMA母头不锈钢材质，最高3 GHz | 50.44 | https://www.l-com.cn/coaxial-2w-20-db-rf-fixed-attenuator-sma-male-to-sma-female-stainless-steel-body-up-to-3-ghz
LCAT1001-30 | 2W/30 dB射频固定衰减器，SMA公头到SMA母头不锈钢材质，最高3 GHz | 50.44 | https://www.l-com.cn/coaxial-2w-30-db-rf-fixed-attenuator-sma-male-to-sma-female-stainless-steel-body-up-to-3-ghz
LCAT1002-01 | 2W/1 dB RF Fixed Attenuator, SMA Male to SMA Female Brass Gold Body Up to 3 GHz | 55.04 | https://www.l-com.cn/coaxial-2w-1-db-rf-fixed-attenuator-sma-male-to-sma-female-brass-gold-body-up-to-3-ghz
LCAT1002-02 | 2W/2 dB RF Fixed Attenuator, SMA Male to SMA Female Brass Gold Body Up to 3 GHz | 55.04 | https://www.l-com.cn/coaxial-2w-2-db-rf-fixed-attenuator-sma-male-to-sma-female-brass-gold-body-up-to-3-ghz
LCAT1002-03 | 2W/3 dB RF Fixed Attenuator, SMA Male to SMA Female Brass Gold Body Up to 3 GHz | 55.04 | https://www.l-com.cn/coaxial-2w-3-db-rf-fixed-attenuator-sma-male-to-sma-female-brass-gold-body-up-to-3-ghz
LCAT1002-04 | 2W/4 dB RF Fixed Attenuator, SMA Male to SMA Female Brass Gold Body Up to 3 GHz | 55.04 | https://www.l-com.cn/coaxial-2w-4-db-rf-fixed-attenuator-sma-male-to-sma-female-brass-gold-body-up-to-3-ghz
LCAT1002-05 | 2W/5 dB RF Fixed Attenuator, SMA Male to SMA Female Brass Gold Body Up to 3 GHz | 55.04 | https://www.l-com.cn/coaxial-2w-5-db-rf-fixed-attenuator-sma-male-to-sma-female-brass-gold-body-up-to-3-ghz
LCAT1002-06 | 2W/6 dB RF Fixed Attenuator, SMA Male to SMA Female Brass Gold Body Up to 3 GHz | 55.04 | https://www.l-com.cn/coaxial-2w-6-db-rf-fixed-attenuator-sma-male-to-sma-female-brass-gold-body-up-to-3-ghz
LCAT1002-07 | 2W/7 dB RF Fixed Attenuator, SMA Male to SMA Female Brass Gold Body Up to 3 GHz | 55.04 | https://www.l-com.cn/coaxial-2w-7-db-rf-fixed-attenuator-sma-male-to-sma-female-brass-gold-body-up-to-3-ghz
LCAT1002-08 | 2W/8 dB RF Fixed Attenuator, SMA Male to SMA Female Brass Gold Body Up to 3 GHz | 55.04 | https://www.l-com.cn/coaxial-2w-8-db-rf-fixed-attenuator-sma-male-to-sma-female-brass-gold-body-up-to-3-ghz
LCAT1002-09 | 2W/9 dB RF Fixed Attenuator, SMA Male to SMA Female Brass Gold Body Up to 3 GHz | 55.04 | https://www.l-com.cn/coaxial-2w-9-db-rf-fixed-attenuator-sma-male-to-sma-female-brass-gold-body-up-to-3-ghz
LCAT1002-20 | 2W/20 dB RF Fixed Attenuator, SMA Male to SMA Female Brass Gold Body Up to 3 GHz | 55.04 | https://www.l-com.cn/coaxial-2w-20-db-rf-fixed-attenuator-sma-male-to-sma-female-brass-gold-body-up-to-3-ghz
LCAT1002-30 | 2W/30 dB RF Fixed Attenuator, SMA Male to SMA Female Brass Gold Body Up to 3 GHz | 55.04 | https://www.l-com.cn/coaxial-2w-30-db-rf-fixed-attenuator-sma-male-to-sma-female-brass-gold-body-up-to-3-ghz
LCAT1003-01 | 2W/1 dB RF Fixed Attenuator, N Male to N Female Brass Nickel Body Up to 3 GHz | 82.83 | https://www.l-com.cn/coaxial-2w-1-db-rf-fixed-attenuator-n-male-to-n-female-brass-nickel-body-up-to-3-ghz
LCAT1003-02 | 2W/2 dB RF Fixed Attenuator, N Male to N Female Brass Nickel Body Up to 3 GHz | 82.83 | https://www.l-com.cn/coaxial-2w-2-db-rf-fixed-attenuator-n-male-to-n-female-brass-nickel-body-up-to-3-ghz
LCAT1003-03 | 2W/3 dB RF Fixed Attenuator, N Male to N Female Brass Nickel Body Up to 3 GHz | 82.83 | https://www.l-com.cn/coaxial-2w-3-db-rf-fixed-attenuator-n-male-to-n-female-brass-nickel-body-up-to-3-ghz
LCAT1003-04 | 2W/4 dB RF Fixed Attenuator, N Male to N Female Brass Nickel Body Up to 3 GHz | 82.83 | https://www.l-com.cn/coaxial-2w-4-db-rf-fixed-attenuator-n-male-to-n-female-brass-nickel-body-up-to-3-ghz
LCAT1003-05 | 2W/5 dB RF Fixed Attenuator, N Male to N Female Brass Nickel Body Up to 3 GHz | 82.83 | https://www.l-com.cn/coaxial-2w-5-db-rf-fixed-attenuator-n-male-to-n-female-brass-nickel-body-up-to-3-ghz
LCAT1003-06 | 2W/6 dB RF Fixed Attenuator, N Male to N Female Brass Nickel Body Up to 3 GHz | 82.83 | https://www.l-com.cn/coaxial-2w-6-db-rf-fixed-attenuator-n-male-to-n-female-brass-nickel-body-up-to-3-ghz
LCAT1003-07 | 2W/7 dB RF Fixed Attenuator, N Male to N Female Brass Nickel Body Up to 3 GHz | 82.83 | https://www.l-com.cn/coaxial-2w-7-db-rf-fixed-attenuator-n-male-to-n-female-brass-nickel-body-up-to-3-ghz
LCAT1003-08 | 2W/8 dB RF Fixed Attenuator, N Male to N Female Brass Nickel Body Up to 3 GHz | 82.83 | https://www.l-com.cn/coaxial-2w-8-db-rf-fixed-attenuator-n-male-to-n-female-brass-nickel-body-up-to-3-ghz
LCAT1003-09 | 2W/9 dB RF Fixed Attenuator, N Male to N Female Brass Nickel Body Up to 3 GHz | 82.83 | https://www.l-com.cn/coaxial-2w-9-db-rf-fixed-attenuator-n-male-to-n-female-brass-nickel-body-up-to-3-ghz
LCAT1003-10 | 2W/10 dB RF Fixed Attenuator, N Male to N Female Brass Nickel Body Up to 3 GHz | 82.83 | https://www.l-com.cn/coaxial-2w-10-db-rf-fixed-attenuator-n-male-to-n-female-brass-nickel-body-up-to-3-ghz
LCAT1003-20 | 2W/20 dB RF Fixed Attenuator, N Male to N Female Brass Nickel Body Up to 3 GHz | 82.83 | https://www.l-com.cn/coaxial-2w-20-db-rf-fixed-attenuator-n-male-to-n-female-brass-nickel-body-up-to-3-ghz
LCAT1003-30 | 2W/30 dB RF Fixed Attenuator, N Male to N Female Brass Nickel Body Up to 3 GHz | 82.83 | https://www.l-com.cn/coaxial-2w-30-db-rf-fixed-attenuator-n-male-to-n-female-brass-nickel-body-up-to-3-ghz
LCAT1004-01 | 2W/1 dB RF Fixed Attenuator, N Male to N Female Brass Nickel Body Up to 6 GHz | 120.97 | https://www.l-com.cn/coaxial-2w-1-db-rf-fixed-attenuator-n-male-to-n-female-brass-nickel-body-up-to-6-ghz
LCAT1004-02 | 2W/2 dB RF Fixed Attenuator, N Male to N Female Brass Nickel Body Up to 6 GHz | 120.97 | https://www.l-com.cn/coaxial-2w-2-db-rf-fixed-attenuator-n-male-to-n-female-brass-nickel-body-up-to-6-ghz
LCAT1004-03 | 2W/3 dB RF Fixed Attenuator, N Male to N Female Brass Nickel Body Up to 6 GHz | 120.97 | https://www.l-com.cn/coaxial-2w-3-db-rf-fixed-attenuator-n-male-to-n-female-brass-nickel-body-up-to-6-ghz
LCAT1004-04 | 2W/4 dB RF Fixed Attenuator, N Male to N Female Brass Nickel Body Up to 6 GHz | 120.97 | https://www.l-com.cn/coaxial-2w-4-db-rf-fixed-attenuator-n-male-to-n-female-brass-nickel-body-up-to-6-ghz
LCAT1004-05 | 2W/5 dB RF Fixed Attenuator, N Male to N Female Brass Nickel Body Up to 6 GHz | 120.97 | https://www.l-com.cn/coaxial-2w-5-db-rf-fixed-attenuator-n-male-to-n-female-brass-nickel-body-up-to-6-ghz
LCAT1004-06 | 2W/6 dB RF Fixed Attenuator, N Male to N Female Brass Nickel Body Up to 6 GHz | 120.97 | https://www.l-com.cn/coaxial-2w-6-db-rf-fixed-attenuator-n-male-to-n-female-brass-nickel-body-up-to-6-ghz
LCAT1004-08 | 2W/8 dB RF Fixed Attenuator, N Male to N Female Brass Nickel Body Up to 6 GHz | 120.97 | https://www.l-com.cn/coaxial-2w-8-db-rf-fixed-attenuator-n-male-to-n-female-brass-nickel-body-up-to-6-ghz
LCAT1004-09 | 2W/9 dB RF Fixed Attenuator, N Male to N Female Brass Nickel Body Up to 6 GHz | 120.97 | https://www.l-com.cn/coaxial-2w-9-db-rf-fixed-attenuator-n-male-to-n-female-brass-nickel-body-up-to-6-ghz
LCAT1004-10 | 2W/10 dB RF Fixed Attenuator, N Male to N Female Brass Nickel Body Up to 6 GHz | 120.97 | https://www.l-com.cn/coaxial-2w-10-db-rf-fixed-attenuator-n-male-to-n-female-brass-nickel-body-up-to-6-ghz
LCAT1004-20 | 2W/20 dB RF Fixed Attenuator, N Male to N Female Brass Nickel Body Up to 6 GHz | 157.261 | https://www.l-com.cn/coaxial-2w-20-db-rf-fixed-attenuator-n-male-to-n-female-brass-nickel-body-up-to-6-ghz
LCAT1004-30 | 2W/30 dB RF Fixed Attenuator, N Male to N Female Brass Nickel Body Up to 6 GHz | 120.97 | https://www.l-com.cn/coaxial-2w-30-db-rf-fixed-attenuator-n-male-to-n-female-brass-nickel-body-up-to-6-ghz
LCAT1005-01 | 2W / 1 dB固定衰减器，SMA公头至SMA母头不锈钢主体，最高频率18 GHz | 139.8229 | https://www.l-com.cn/2w-1-db-fixed-attenuator-sma-male-sma-female-stainless-steel-body-up-18-ghz-lcat1005-01
LCAT1005-02 | 2W / 2 dB固定衰减器，SMA公头至SMA母头不锈钢主体，最高频率18 GHz | 139.8229 | https://www.l-com.cn/2w-2-db-fixed-attenuator-sma-male-sma-female-stainless-steel-body-up-18-ghz-lcat1005-02
LCAT1005-03 | 2W / 3 dB固定衰减器，SMA公头至SMA母头不锈钢主体，最高频率18 GHz | 140 | https://www.l-com.cn/2w-3-db-fixed-attenuator-sma-male-sma-female-stainless-steel-body-up-18-ghz-lcat1005-03
LCAT1005-04 | 2W / 4 dB固定衰减器，SMA公头至SMA母头不锈钢主体，最高频率18 GHz | 139.8229 | https://www.l-com.cn/2w-4-db-fixed-attenuator-sma-male-sma-female-stainless-steel-body-up-18-ghz-lcat1005-04
LCAT1005-05 | 2W / 5 dB固定衰减器，SMA公头至SMA母头不锈钢主体，最高频率18 GHz | 139.8229 | https://www.l-com.cn/2w-5-db-fixed-attenuator-sma-male-sma-female-stainless-steel-body-up-18-ghz-lcat1005-05
LCAT1005-06 | 2W / 6 dB固定衰减器，SMA公头至SMA母头不锈钢主体，最高频率18 GHz | 140 | https://www.l-com.cn/2w-6-db-fixed-attenuator-sma-male-sma-female-stainless-steel-body-up-18-ghz-lcat1005-06
LCAT1005-07 | 2W / 7 dB固定衰减器，SMA公头至SMA母头不锈钢主体，最高频率18 GHz | 139.8229 | https://www.l-com.cn/2w-7-db-fixed-attenuator-sma-male-sma-female-stainless-steel-body-up-18-ghz-lcat1005-07
LCAT1005-08 | 2W / 8 dB固定衰减器，SMA公头至SMA母头不锈钢主体，最高频率18 GHz | 139.8229 | https://www.l-com.cn/2w-8-db-fixed-attenuator-sma-male-sma-female-stainless-steel-body-up-18-ghz-lcat1005-08
LCAT1005-09 | 2W / 9 dB固定衰减器，SMA公头至SMA母头不锈钢主体，最高频率18 GHz | 139.8229 | https://www.l-com.cn/2w-9-db-fixed-attenuator-sma-male-sma-female-stainless-steel-body-up-18-ghz-lcat1005-09
LCAT1005-10 | 2W / 10 dB固定衰减器，SMA公头至SMA母头不锈钢主体，最高频率18 GHz | 140 | https://www.l-com.cn/2w-10-db-fixed-attenuator-sma-male-sma-female-stainless-steel-body-up-18-ghz-lcat1005-10
LCAT1005-20 | 2W / 20 dB固定衰减器，SMA公头至SMA母头不锈钢主体，最高频率18 GHz | 140 | https://www.l-com.cn/2w-20-db-fixed-attenuator-sma-male-sma-female-stainless-steel-body-up-18-ghz-lcat1005-20
LCAT1005-30 | 2W / 30 dB固定衰减器，SMA公头至SMA母头不锈钢主体，最高频率18 GHz | 140 | https://www.l-com.cn/2w-30-db-fixed-attenuator-sma-male-sma-female-stainless-steel-body-up-18-ghz-lcat1005-30
LCAT1006-01 | 2W / 1 dB固定衰减器，SMA公头至SMA母头黄铜金色主体，最高频率18 GHz | 130 | https://www.l-com.cn/dc-18ghz-2w-rf-fixed-attenuator-1db-smamf-brass-lcat1006-01
LCAT1006-02 | 2W / 2 dB固定衰减器，SMA公头至SMA母头黄铜金色主体，最高频率18 GHz | 130 | https://www.l-com.cn/dc-18ghz-2w-rf-fixed-attenuator-2db-smamf-brass-lcat1006-02
LCAT1006-03 | 2W / 3 dB固定衰减器，SMA公头至SMA母头黄铜金色主体，最高频率18 GHz | 130 | https://www.l-com.cn/dc-18ghz-2w-rf-fixed-attenuator-3db-smamf-brass-lcat1006-03
LCAT1006-04 | 2W / 4 dB固定衰减器，SMA公头至SMA母头黄铜金色主体,最高频率18 GHz | 130 | https://www.l-com.cn/dc-18ghz-2w-rf-fixed-attenuator-4db-smamf-brass-lcat1006-04
LCAT1006-05 | 2W / 5 dB固定衰减器，SMA公头至SMA母头黄铜金色主体，最高频率18 GHz | 130 | https://www.l-com.cn/dc-18ghz-2w-rf-fixed-attenuator-5db-smamf-brass-lcat1006-05
LCAT1006-06 | 2W / 6 dB固定衰减器，SMA公头至SMA母头黄铜金色主体，最高频率18 GHz | 130 | https://www.l-com.cn/dc-18ghz-2w-rf-fixed-attenuator-6db-smamf-brass-lcat1006-06
LCAT1006-07 | 2W / 7 dB固定衰减器，SMA公头至SMA母头黄铜金色主体，最高频率18 GHz | 130 | https://www.l-com.cn/dc-18ghz-2w-rf-fixed-attenuator-7db-smamf-brass-lcat1006-07
LCAT1006-08 | 2W / 8 dB固定衰减器，SMA公头至SMA母头黄铜金色主体，最高频率18 GHz | 130 | https://www.l-com.cn/dc-18ghz-2w-rf-fixed-attenuator-8db-smamf-brass-lcat1006-08
LCAT1006-09 | 2W / 9 dB固定衰减器，SMA公头至SMA母头黄铜金色主体，最高频率18 GHz | 130 | https://www.l-com.cn/dc-18ghz-2w-rf-fixed-attenuator-9db-smamf-brass-lcat1006-09
LCAT1006-10 | 2W / 10 dB固定衰减器，SMA公头至SMA母头黄铜金色主体，最高频率18 GHz | 130 | https://www.l-com.cn/2w-10-db-fixed-attenuator-sma-male-sma-female-brass-gold-body-up-18-ghz-lcat1006-10
LCAT1006-20 | 2W / 20 dB固定衰减器，SMA公头至SMA母头黄铜金色主体，最高频率18 GHz | 130 | https://www.l-com.cn/2w-20-db-fixed-attenuator-sma-male-sma-female-brass-gold-body-up-18-ghz-lcat1006-20
LCAT1006-30 | 2W / 30 dB固定衰减器，SMA公头至SMA母头黄铜金色主体，最高频率18 GHz | 130 | https://www.l-com.cn/2w-30-db-fixed-attenuator-sma-male-sma-female-brass-gold-body-up-18-ghz-lcat1006-30
LCAT1007-01 | 2W / 1 dB固定衰减器，N公到N母黄铜黄铜主体，最高频率18 GHz | 224.928 | https://www.l-com.cn/2w-1-db-fixed-attenuator-n-male-n-female-brass-nickel-body-up-18-ghz-lcat1007-01
LCAT1007-02 | 2W / 2 dB固定衰减器，N母对N母黄铜黄铜主体，最高频率18 GHz | 224.928 | https://www.l-com.cn/2w-2-db-fixed-attenuator-n-male-n-female-brass-nickel-body-up-18-ghz-lcat1007-02
LCAT1007-03 | 2W / 3 dB固定衰减器，N公母N母黄铜镍主体，最高频率18 GHz | 224.928 | https://www.l-com.cn/2w-3-db-fixed-attenuator-n-male-n-female-brass-nickel-body-up-18-ghz-lcat1007-03
LCAT1007-04 | 2W / 4 dB固定衰减器，N母对N母黄铜黄铜主体，最高频率18 GHz | 224.928 | https://www.l-com.cn/2w-4-db-fixed-attenuator-n-male-n-female-brass-nickel-body-up-18-ghz-lcat1007-04
LCAT1007-05 | 2W / 5 dB固定衰减器，N公到N母黄铜黄铜主体，最高频率18 GHz | 224.928 | https://www.l-com.cn/2w-5-db-fixed-attenuator-n-male-n-female-brass-nickel-body-up-18-ghz-lcat1007-05
LCAT1007-06 | 2W / 6 dB固定衰减器，N公到N母黄铜黄铜主体，最高频率18 GHz | 224.928 | https://www.l-com.cn/2w-6-db-fixed-attenuator-n-male-n-female-brass-nickel-body-up-18-ghz-lcat1007-06
LCAT1007-07 | 2W / 7 dB固定衰减器，N到N母黄铜黄铜主体，最高频率18 GHz | 224.928 | https://www.l-com.cn/2w-7-db-fixed-attenuator-n-male-n-female-brass-nickel-body-up-18-ghz-lcat1007-07
LCAT1007-08 | 2W / 8 dB固定衰减器，N公到N母黄铜黄铜主体，最高频率18 GHz | 224.928 | https://www.l-com.cn/2w-8-db-fixed-attenuator-n-male-n-female-brass-nickel-body-up-18-ghz-lcat1007-08
LCAT1007-09 | 2W / 9 dB固定衰减器，N到N母黄铜黄铜主体，最高频率18 GHz | 224.928 | https://www.l-com.cn/2w-9-db-fixed-attenuator-n-male-n-female-brass-nickel-body-up-18-ghz-lcat1007-09
LCAT1007-10 | 2W / 10 dB固定衰减器，N母对N母黄铜黄铜主体，最高频率18 GHz | 224.928 | https://www.l-com.cn/2w-10-db-fixed-attenuator-n-male-n-female-brass-nickel-body-up-18-ghz-lcat1007-10
LCAT1007-20 | 2W / 20 dB固定衰减器，N公到N母黄铜黄铜主体，最高频率18 GHz | 224.928 | https://www.l-com.cn/2w-20-db-fixed-attenuator-n-male-n-female-brass-nickel-body-up-18-ghz-lcat1007-20
LCAT1007-30 | 2W / 30 dB固定衰减器，N公母N母黄铜黄铜主体，频率高达18 GHz | 224.928 | https://www.l-com.cn/2w-30-db-fixed-attenuator-n-male-n-female-brass-nickel-body-up-18-ghz-lcat1007-30
LCFDB-0208A-SCA | 分路配线盒，8端口，带SC/APC转接头（不带尾纤） | 141.8296 | https://www.l-com.cn/splitter-distribution-box-8-ports-with-sc-apc-adapter-without-pigtails
LCFDB-0324-SC | 分路配线盒，24端口，带SC/UPC转接头，不带尾纤 | 164.9419 | https://www.l-com.cn/splitter-distribution-box-24-ports-with-sc-upc-adapter-without-pigtails
LCFDB-0324-SCA | 分路配线盒，24端口，带SC/APC转接头，不带尾纤 | 171.0288 | https://www.l-com.cn/splitter-distribution-box-24-ports-with-sc-apc-adapter-without-pigtails
LCFDB-108B-SC | 分路配线盒，8端口，2个输入/输出端口配置SC/UPC转接头（不带尾纤） | 82.4076 | https://www.l-com.cn/splitter-distribution-box-8-ports-with-2-input-output-ports-loaded-with-sc-upc-adapter-without-pigtails
LCFDB-216A | 分路配线盒，16端口（不带尾纤和转接头） | 126.423 | https://www.l-com.cn/splitter-distribution-box-16-ports-without-pigtails-or-adapters
LCFDB-416A-SC | 分路配线盒，16端口，配置SC/UPC转接头（不带尾纤） | 141.5016 | https://www.l-com.cn/splitter-distribution-box-16-ports-with-sc-upc-adapter-without-pigtails
LCFDB-416A-SCA | 分路配线盒，16端口，配置SC/APC转接头（不带尾纤） | 141.5304 | https://www.l-com.cn/splitter-distribution-box-16-ports-with-sc-apc-adapter-without-pigtails
LCFPP-24LC2-BAR | 1U（1.75英寸（4.4厘米））19英寸（48.3厘米）光纤配线板，预装24个双芯LC/UPC耦合器，随附带D形环的理线架 | 358.3642 | https://www.l-com.cn/1u-175-19-inch-fiber-patch-panel-24-duplex-lc-upc-couplers-installed-with-d-ring-cable-management-bar
LCFPP-24SCA-BAR | 1U（1.75英寸（4.4厘米））19英寸（48.3厘米）光纤配线板，预装24个单工 SC/APC耦合器，随附带D形环的理线架 | 289.9512 | https://www.l-com.cn/1u-175-19-inch-fiber-patch-panel-24-simplex-sc-apc-couplers-installed-with-d-ring-cable-management-bar
LCFPP-24SC-BAR | 1U（1.75英寸（4.4厘米））19英寸（48.3厘米）光纤配线板，预装24个单工LC/UPC耦合器，随附带D形环的理线架 | 283.8924 | https://www.l-com.cn/1u-175-19-inch-fiber-patch-panel-24-simplex-sc-upc-couplers-installed-with-d-ring-cable-management-bar
LCFPP-24SC-BK-BAR | 1U（1.75英寸（4.4厘米））19英寸（48.3厘米）空白光纤配线板，可装24个（单芯SC/双芯LC）耦合器，随附带D形环的理线架 | 261.0749 | https://www.l-com.cn/1u-175-19-inch-blank-fiber-patch-panel-accepts-24-simplex-sc-duplex-lc-couplers-includes-d-ring-cable-management-bar
LCFPP-SL01-24LC2 | 光纤接线盒，1U（1.75英寸（4.4厘米））架装，48个端口预装24个双工LC//UPC转接头和48条LC/UPC 0.9mm尾纤 | 388.872 | https://www.l-com.cn/fiber-enclosure-rack-mount-1u-175-48-port-24-duplex-lc-upc-couplers-with-48-sc-upc-09mm-pigtails
LCFPP-SL01-24LCA2 | 光纤接线盒，1U（1.75英寸（4.4厘米））架装，48个端口预装24个双工LC/APC转接头和48条LC/APC 0.9mm尾纤 | 322.5024 | https://www.l-com.cn/fiber-enclosure-rack-mount-1u-175-48-port-24-duplex-lc-apc-couplers-with-48-sc-apc-09mm-pigtails
LCFPP-SL01-24SC | 光纤接线盒，1U（1.75英寸（4.4厘米））架装，预装24个单芯SC/UPC转接头和24条SC/UPC 0.9mm尾纤 | 284.4864 | https://www.l-com.cn/fiber-enclosure-rack-mount-1u-175-24-simplex-sc-upc-adapters-and-24-sc-upc-09mm-pigtails
LCFPP-SL01-24SCA | 光纤接线盒，1U（1.75英寸（4.4厘米））架装，预装24个单芯SC/APC转接头和24条SC/APC 0.9mm尾纤 | 290.5848 | https://www.l-com.cn/fiber-enclosure-rack-mount-1u-175-24-simplex-sc-apc-adapters-and-24-sc-apc-09mm-pigtails
LCFTB-104A-SC | FTTH（光纤到户）金属接线盒，带4个单芯SC / UPC耦合器和尾纤 | 94.6176 | https://www.l-com.cn/ftth-fiber-to-the-home-metal-terminal-box-with-4-simplex-sc-upc-couplers-and-pigtails
LCFTB-104A-SCA | FTTH（光纤到户）金属接线盒，带4个单芯SC / APC耦合器和尾纤 | 144.7253 | https://www.l-com.cn/ftth-fiber-to-the-home-metal-terminal-box-with-4-simplex-sc-apc-couplers-and-pigtails
LCFTB-104-SC | FTTH（光纤到户）接线盒，带有4个单芯SC / UPC耦合器和尾纤 | 93.2046 | https://www.l-com.cn/ftth-fiber-to-the-home-terminal-box-with-4-simplex-sc-upc-couplers-and-pigtails
LCFTB-104-SCA | FTTH（光纤到户）接线盒，带有4个单芯SC / APC耦合器和尾纤 | 130.0035 | https://www.l-com.cn/ftth-fiber-to-the-home-terminal-box-with-4-simplex-sc-apc-couplers-and-pigtails
LCFTB-108A-SC | FTTH（光纤到户）金属接线盒，带8个单芯SC / UPC耦合器和尾纤 | 114.9192 | https://www.l-com.cn/ftth-fiber-to-the-home-metal-terminal-box-with-8-simplex-sc-upc-couplers-and-pigtails
LCFTB-108A-SCA | FTTH（光纤到户）金属接线盒，带有8个单芯SC / APC耦合器和尾纤 | 114.9192 | https://www.l-com.cn/ftth-fiber-to-the-home-metal-terminal-box-with-8-simplex-sc-apc-couplers-and-pigtails
LCFTB-108-SC | FTTH（光纤到户）接线盒，带有8个单芯SC / UPC耦合器和尾纤 | 117.0972 | https://www.l-com.cn/ftth-fiber-to-the-home-terminal-box-with-8-simplex-sc-upc-couplers-and-pigtails
LCFTB-108-SCA | FTTH（光纤到户）接线盒，带有8个单芯SC / APC耦合器和尾纤 | 114.8965 | https://www.l-com.cn/ftth-fiber-to-the-home-terminal-box-with-8-simplex-sc-apc-couplers-and-pigtails
LCFTB-E-SC | 2端口光纤信息面板，带SC / UPC尾纤和SC / UPC适配器 | 43.44 | https://www.l-com.cn/2-port-optical-fiber-information-panel-with-sc-upc-pigtails-and-sc-upc-adapter
LCFTB-E-SCA | 2端口光纤信息面板，带SC / APC尾纤和SC / APC适配器 | 47.5078 | https://www.l-com.cn/2-port-optical-fiber-information-panel-with-sc-apc-pigtails-and-sc-apc-adapter
LC-IND232-422-485 | L-com工业级RS232至RS422/485转换器，DIN导轨安装式 | 508.7808 | https://www.l-com.cn/serial-converters-controller-cards-l-com-industrial-rs232-to-rs422-485-converter-din-rail-mountable
LC-IND-4USBHUB | L-com工业级4端口USB 2.0集线器 | 570.2004 | https://www.l-com.cn/usb-l-com-4-port-industrial-usb-20-hub
LC-MCC14AA | L-com 14槽媒体转换器机箱，两个120V~220V 交流60/50Hz电源 | 776.16 | https://www.l-com.cn/ethernet-converters-l-com-14-slot-media-converter-chassis-dual-120v-220v-ac-60-50-hz-power-supplies
LC-MCCPWR-AC | L-com备用交流电源，用于LC-MCC14AA机箱 | 182.16 | https://www.l-com.cn/ethernet-converters-l-com-replacement-ac-power-supply-for-lc-mcc14aa-chassis
LC-MCGMM-SC | L-com以太网媒体转换器，10/100/1000TX RJ45至1000SX多模SC，2公里 | 273.6963 | https://www.l-com.cn/ethernet-converters-l-com-ethernet-media-converter-10-100-1000tx-rj45-to-1000sx-multimode-sc-2km
LC-MCGMM-ST | L-com以太网媒体转换器，10/100/1000TX RJ45至1000SX多模ST，2公里 | 300.9574 | https://www.l-com.cn/ethernet-converters-l-com-ethernet-media-converter-10-100-1000tx-rj45-to-1000sx-multimode-st-2km
LC-MCG-PWR | L-com以太网媒体转换器备用直流电源 | 22.176 | https://www.l-com.cn/ethernet-converters-l-com-ethernet-media-converter-replacement-dc-power-supply
LC-MCGSFP | L-com以太网媒体转换器，10/100/1000TX RJ45至单个千兆级SFP插座 | 186.12 | https://www.l-com.cn/ethernet-converters-l-com-ethernet-media-converter-10-100-1000tx-rj45-to-single-gigabit-sfp-socket
LC-MCGSM-SC | L-com以太网媒体转换器，10/100/1000TX RJ45至1000LX单模SC，20公里 | 285.1075 | https://www.l-com.cn/ethernet-converters-l-com-ethernet-media-converter-10-100-1000tx-rj45-to-1000lx-single-mode-sc-20km
LC-MCGSM-ST | L-com以太网媒体转换器，10/100/1000TX RJ45至1000LX单模ST，20公里 | 291.308 | https://www.l-com.cn/ethernet-converters-l-com-ethernet-media-converter-10-100-1000tx-rj45-to-1000lx-single-mode-st-20km
LCMC-M-2 | Industrial Ethernet Media Converter 2 10/100TX -1 SC Multimode 2km | 448 | https://www.l-com.cn/ethernet-converters-industrial-ethernet-media-converter-2-10-100tx-1-sc-multimode-2km
LCMC-MC-2 | L-com Ethernet Media Converter 10/100TX to 100FX MM SC 2km | 169.03 | https://www.l-com.cn/ethernet-converters-l-com-ethernet-media-converter-10-100tx-to-100fx-mm-sc-2km
LCMC-S-20 | Industrial Ethernet Media Converter 2 10/100TX -1 SC Single mode 20km | 500 | https://www.l-com.cn/ethernet-converters-industrial-ethernet-media-converter-2-10-100tx-1-sc-single-mode-20km
LCMC-SA-25 | L-com Ethernet Media Converter 10/100TX to 100FX SM SC 25km | 233 | https://www.l-com.cn/ethernet-converters-l-com-ethernet-media-converter-10-100tx-to-100fx-sm-sc-25km
LCMC-SA-60 | L-com Ethernet Media Converter 10/100TX to 100FX SM SC 60km | 392 | https://www.l-com.cn/ethernet-converters-l-com-ethernet-media-converter-10-100tx-to-100fx-sm-sc-60km
LCMC-SA-80 | L-com Ethernet Media Converter 10/100TX to 100FX SM SC 80km | 732 | https://www.l-com.cn/ethernet-converters-l-com-ethernet-media-converter-10-100tx-to-100fx-sm-sc-80km
LCPS-12048 | 120W 48V DC工业电源，单路输出，DIN导轨安装 | 425.1456 | https://www.l-com.cn/120w-48v-dc-industrial-power-supply-single-output-din-rail-mount
LCPS-2024 | DIN Rail Mount Power Supply 24V DC 20W (0.8A) | 136.0128 | https://www.l-com.cn/ethernet-converters-din-rail-mount-power-supply-24v-dc-20w-08a
LCPS-24048 | 240W 48V DC工业电源，单路输出，DIN导轨安装 | 626.3928 | https://www.l-com.cn/240w-48v-dc-industrial-power-supply-single-output-din-rail-mount
LCPS-4024 | DIN Rail Mount Power Supply 24V DC 40W (1.6A) | 173.052 | https://www.l-com.cn/ethernet-converters-din-rail-mount-power-supply-24v-dc-40w-16a
LCPS-4048 | 40W 48V DC工业电源，单路输出，DIN导轨安装 | 181.4472 | https://www.l-com.cn/40w-48v-dc-industrial-power-supply-single-output-din-rail-mount
LCPS-6024 | DIN Rail Mount Power Supply 24V DC 60W (2.5A) | 189.779 | https://www.l-com.cn/ethernet-converters-din-rail-mount-power-supply-24v-dc-60w-25a
LCPWR16Z-2M | N5-15至C13低烟无卤电源线，16AWG，2米 | 48.2938 | https://www.l-com.cn/power-products-n5-15-to-c13-lszh-power-cords-16awg-2-meters
LC-PWRC14LK-6 | L-com自锁型C13至C14通用交流延长线，6英尺（1.83米） | 43.081 | https://www.l-com.cn/power-products-l-com-locking-c13-to-c14-universal-ac-extension-cable-6-feet-183m
LC-PWRUKLK-2M | L-com自锁型C13至BS1363电源线，2米 | 62.6542 | https://www.l-com.cn/power-products-l-com-locking-c13-to-bs1363-power-cord-2m
LCSFDB-108B-SCA | Splitter Distribution Box 8 Ports with 2 Input/Output Ports loaded with SC/APC Adapter (without pigtails) | 82.4155 | https://www.l-com.cn/splitter-distribution-box-8-ports-with-2-input-output-ports-loaded-with-sc-apc-adapter-without-pigtails
LC-SFP-CAP | L-com备用SFP模块防尘帽，10件/袋 | 20.592 | https://www.l-com.cn/ethernet-converters-l-com-replacement-sfp-module-cap-10-per-package
LC-SFPMM-2 | L-com多模SFP模块，1310纳米，2公里 | 83.16 | https://www.l-com.cn/ethernet-converters-l-com-multimode-sfp-module-duplex-lc-1310nm-2km
LC-SFPMM-220-550M | L-com多模SFP模块，双芯LC，850纳米，220米/550米 | 86.3861 | https://www.l-com.cn/ethernet-converters-l-com-multimode-sfp-module-duplex-lc-850nm-220m-550m
LC-SFPSM-10 | L-com单模SFP模块，双芯LC，1310纳米，10公里 | 106.92 | https://www.l-com.cn/ethernet-converters-l-com-sfp-module-single-mode-duplex-lc-1310nm-10km
LC-SFPSM-20 | L-com单模SFP模块，双芯LC，1310纳米，20公里 | 91.1133 | https://www.l-com.cn/ethernet-converters-l-com-sfp-module-single-mode-duplex-lc-1310nm-20km
LC-SFPSM-40 | L-com单模SFP模块，双芯LC，1310纳米，40公里 | 99 | https://www.l-com.cn/ethernet-converters-l-com-sfp-module-single-mode-duplex-lc-1310nm-40km
LC-SFPSM-60 | L-com单模SFP模块，双芯LC，1550纳米，60公里 | 261.36 | https://www.l-com.cn/ethernet-converters-l-com-sfp-module-single-mode-duplex-lc-1550nm-60km
LC-SFPSM-80 | L-com单模SFP模块，双芯LC，1550纳米，80公里 | 308.88 | https://www.l-com.cn/ethernet-converters-l-com-sfp-module-single-mode-duplex-lc-1550nm-80km
LC-SNSW-C6 | L-com CAT6 A/B Network Switch - Non Latching | 1892.682 | https://www.l-com.cn/secure-data-l-com-cat6-a-b-network-switch-non-latching
LC-SNSW-C6-EC | L-com6类A/B网络交换机，带IP以太网控制， 非闭锁 | 2630.5884 | https://www.l-com.cn/secure-data-l-com-cat6-a-b-network-switch-w-ip-ethernet-control-non-latching
LC-SNSW-C6-L | L-com CAT6 A/B Network Switch - Latching | 1892.682 | https://www.l-com.cn/secure-data-l-com-cat6-a-b-network-switch-latching
LC-SNSW-C6-LEC | L-com CAT6 A/B Network Switch w/ IP Ethernet Control - Latching | 2105.6988 | https://www.l-com.cn/secure-data-l-com-cat6-a-b-network-switch-w-ip-ethernet-control-latching
LC-SNSW-C6-LSC | L-com CAT6 A/B Network Switch w/ Serial Control - Latching | 2036.43 | https://www.l-com.cn/secure-data-l-com-cat6-a-b-network-switch-w-serial-control-latching
LC-SNSW-C6-SC | L-com6类A/B网络交换机，带串行控制， 非自锁 | 2036.43 | https://www.l-com.cn/secure-data-l-com-cat6-a-b-network-switch-w-serial-control-non-latching
LC-SNSW-DB9 | L-com DB9 A/B Switch Box - Non-Latching | 1720.1844 | https://www.l-com.cn/secure-data-l-com-db9-a-b-switch-box-non-latching
LC-SNSW-DB9-EC | L-com DB9 A/B Switch Box w/Ethernet Control - Non-Latching | 2391.0084 | https://www.l-com.cn/secure-data-l-com-db9-a-b-switch-box-w-ethernet-control-non-latching
LC-SNSW-DB9-L | L-com DB9 A/B Switch Box - Latching | 1720.1844 | https://www.l-com.cn/secure-data-l-com-db9-a-b-switch-box-latching
LC-SNSW-DB9-LEC | L-com DB9 A/B Switch Box w/Ethernet Control - Latching | 2391.0084 | https://www.l-com.cn/secure-data-l-com-db9-a-b-switch-box-w-ethernet-control-latching
LC-SNSW-DB9-LSC | L-com DB9 A/B Switch Box w/Serial Control - Latching | 1863.9324 | https://www.l-com.cn/secure-data-l-com-db9-a-b-switch-box-w-serial-control-latching
LC-SNSW-FMMSC-L | L-com Multimode SC Fiber A/B Switch - Latching | 4288.482 | https://www.l-com.cn/secure-data-l-com-multimode-sc-fiber-a-b-switch-latching
LC-SNSW-FMMST-L | L-com多模ST光纤A/B开关 ， 自锁 | 4288.482 | https://www.l-com.cn/secure-data-l-com-multimode-st-fiber-a-b-switch-latching
LC-SNSW-PS | 备用直流电源适配器，用于LC-SNSW系列交换机，100~240V交流输入/12V 1.5A直流输出 | 118.8 | https://www.l-com.cn/secure-data-replacement-dc-power-adapter-for-lc-snsw-switches-100-240-vac-in-12vdc-15a-out
LCSP1000 | Type N F/F In/Out RF Surge Protector 698MHz - 2.7GHz DC Block 500W IP67 40kA Surge Filter | 99.11 | https://www.l-com.cn/surge-protector-type-n-f-f-in-out-rf-surge-protector-698mhz-27ghz-dc-block-500w-ip67-40ka-surge-filter
LCSP1001 | Type N F/M RF Surge Protector 698MHz - 2.7GHz DC Block 500W IP67 40kA Surge Filter | 105.31 | https://www.l-com.cn/surge-protector-type-n-f-m-rf-surge-protector-698mhz-27ghz-dc-block-500w-ip67-40ka-surge-filter
LCSP1002 | Type N F/M Bulkhead RF Surge Protector 698MHz - 2.7GHz DC Block 500W IP67 40kA Surge Filter | 114.52 | https://www.l-com.cn/surge-protector-type-n-f-m-bulkhead-rf-surge-protector-698mhz-27ghz-dc-block-500w-ip67-40ka-surge-filter
LCSP1003 | Type N F/M RF Surge Protector 698MHz - 2.7GHz DC Block 500W IP67 40kA Surge Filter Low PIM -155 dBc | 133.32 | https://www.l-com.cn/surge-protector-type-n-f-m-rf-surge-protector-698mhz-27ghz-dc-block-500w-ip67-40ka-surge-filter-low-pim-155-dbc
LCSP1004 | 7/16 F/F RF Surge Protector 698MHz - 2.7GHz DC Pass 1000W IP67 20kA Surge Filter Low PIM -155 dBc | 185.64 | https://www.l-com.cn/surge-protector-7-16-f-f-rf-surge-protector-698mhz-27ghz-dc-pass-1000w-ip67-20ka-surge-filter-low-pim-155-dbc
LCSP1005 | 7/16 F/M RF Surge Protector 698MHz - 2.7GHz DC Pass 1000W IP67 20kA Surge Filter Low PIM -155 dBc | 220.33 | https://www.l-com.cn/surge-protector-7-16-f-m-rf-surge-protector-698mhz-27ghz-dc-pass-1000w-ip67-20ka-surge-filter-low-pim-155-dbc
LCSP1006 | 7/16 F/M RF Surge Protector 698MHz - 2.7GHz DC Block 500W IP67 40kA Surge Filter Low PIM -155 dBc | 161.86 | https://www.l-com.cn/surge-protector-7-16-f-m-rf-surge-protector-698mhz-27ghz-dc-block-500w-ip67-40ka-surge-filter-low-pim-155-dbc
LCSP1007 | 7/16 F/M In/Out Bulkhead RF Surge Protector 698MHz - 2.7GHz DC Block 500W IP67 40kA Surge Filter | 180.53 | https://www.l-com.cn/surge-protector-7-16-f-m-in-out-bulkhead-rf-surge-protector-698mhz-27ghz-dc-block-500w-ip67-40ka-surge-filter
LCSP1008 | 7/16 F/M Bulkhead Surge Protector 698MHz - 2.7GHz DC Block 500W IP67 Surge Filter Low PIM -163 dBc | 197.13 | https://www.l-com.cn/surge-protector-7-16-f-m-bulkhead-surge-protector-698mhz-27ghz-dc-block-500w-ip67-surge-filter-low-pim-163-dbc
LCSP1020 | Type N F/F In/Out RF Surge Protector 10MHz - 1GHz Block 1.5kW 20kA Blocking Cap and Gas Tube | 76.5 | https://www.l-com.cn/surge-protector-type-n-f-f-in-out-rf-surge-protector-10mhz-1ghz-block-1.5kw-20ka-blocking-cap-and-gas-tube
LCSP1021 | Type N F/F In/Out RF Surge Protector 125MHz - 1GHz DC Block 375W 20kA Blocking Cap and Gas Tube | 70.28 | https://www.l-com.cn/surge-protector-type-n-f-f-in-out-rf-surge-protector-125mhz-1ghz-dc-block-375w-20ka-blocking-cap-and-gas-tube
LCSP1022 | Type N F/F In/Out RF Surge Protector 125MHz - 1GHz DC Block 500W Blocking Cap and Gas Tube | 93 | https://www.l-com.cn/surge-protector-type-n-f-f-in-out-rf-surge-protector-125mhz-1ghz-dc-block-500w-blocking-cap-and-gas-tube
LCSP1023 | Type N M/F In/Out RF Surge Protector 125MHz - 1GHz DC Block 375W 20kA Blocking Cap and Gas Tube 2 | 75.9 | https://www.l-com.cn/surge-protector-type-n-m-f-in-out-rf-surge-protector-125mhz-1ghz-dc-block-375w-20ka-blocking-cap-and-gas-tube-2
LCSP1024 | Type N F/F Bulkhead RF Surge Protector 10MHz - 1GHz DC Block 1.5kW 20kA Blocking Cap and Gas Tube | 73.46 | https://www.l-com.cn/surge-protector-type-n-f-f-bulkhead-rf-surge-protector-10mhz-1ghz-dc-block-15kw-20ka-blocking-cap-and-gas-tube
LCSP1025 | Type N F/F In/Out RF Surge Protector 1.5MHz - 700MHz DC Block 2kW 50kA Blocking Cap and Gas Tube | 86.65 | https://www.l-com.cn/surge-protector-type-n-f-f-in-out-rf-surge-protector-15mhz-700mhz-dc-block-2kw-50ka-blocking-cap-and-gas-tube
LCSP1026 | UHF F/F In/Out RF Surge Protector 1.5MHz - 700MHz DC Block 2kW 50kA Blocking Cap and Gas Tube | 87.76 | https://www.l-com.cn/surge-protector-uhf-f-f-in-out-rf-surge-protector-15mhz-700mhz-dc-block-2kw-50ka-blocking-cap-and-gas-tube
LCSP1027 | Type N F/F In/Out RF Surge Protector 1.5MHz - 700MHz DC Block 500W 50kA Blocking Cap and Gas Tube | 122.53 | https://www.l-com.cn/surge-protector-type-n-f-f-in-out-rf-surge-protector-15mhz-700mhz-dc-block-500w-50ka-blocking-cap-and-gas-tube
LCSP1028 | Type N M/F In/Out RF Surge Protector 125MHz - 1GHz DC Block 375W 20kA Blocking Cap and Gas Tube | 77 | https://www.l-com.cn/surge-protector-type-n-m-f-in-out-rf-surge-protector-125mhz-1ghz-dc-block-375w-20ka-blocking-cap-and-gas-tube
LCSP1029 | Type N F/F In/Out RF Surge Protector 125MHz - 1GHz DC Block 200W 50kA Blocking Cap and Gas Tube | 111.78 | https://www.l-com.cn/surge-protector-type-n-f-f-in-out-rf-surge-protector-125mhz-1ghz-dc-block-200w-50ka-blocking-cap-and-gas-tube
LCSP1030 | Type N F/F In/Out RF Surge Protector 1.5MHz - 700MHz DC Block 3kW 20kA Blocking Cap and Gas Tube | 108.82 | https://www.l-com.cn/surge-protector-type-n-f-f-in-out-rf-surge-protector-15mhz-700mhz-dc-block-3kw-20ka-blocking-cap-and-gas-tube
LCSP1031 | Type N M/F In/Out RF Surge Protector 125MHz - 1GHz DC Block 500W 50kA Blocking Cap and Gas Tube | 95.54 | https://www.l-com.cn/surge-protector-type-n-m-f-in-out-rf-surge-protector-125mhz-1ghz-dc-block-500w-50ka-blocking-cap-and-gas-tube
LCSP1032 | UHF F/F Bulkhead RF Surge Protector 1.5MHz - 700MHz DC Block 2kW 50kA Blocking Cap and Gas Tube | 98 | https://www.l-com.cn/surge-protector-uhf-f-f-bulkhead-rf-surge-protector-15mhz-700mhz-dc-block-2kw-50ka-blocking-cap-and-gas-tube
LCSP1033 | Type N F/F In/Out RF Surge Protector 100MHz - 512MHz 750W IP67 20kA Surge Filter Bracket Toward Body | 112.79 | https://www.l-com.cn/surge-protector-type-n-f-f-in-out-rf-surge-protector-100mhz-512mhz-750w-ip67-20ka-surge-filter-bracket-toward-body
LCSP1034 | 7/16 M/F In/Out RF Surge Protector 100MHz - 512MHz 750W IP67 20kA Surge Filter Low PIM -155 dBc | 237.84 | https://www.l-com.cn/surge-protector-7-16-m-f-in-out-rf-surge-protector-100mhz-512mhz-750w-ip67-20ka-surge-filter-low-pim-155-dbc
LCSP1037 | 7/16 F/F In/Out RF Surge Protector 100MHz - 512MHz 750W IP67 20kA Surge Filter | 186.4 | https://www.l-com.cn/surge-protector-7-16-f-f-in-out-rf-surge-protector-100mhz-512mhz-750w-ip67-20ka-surge-filter
LCSP1038 | Type N F/F RF Surge Protector DC - 7GHz and 3GHz - 4GHz DC Pass 90W IP67 20kA Gas Discharge Tube | 40.57 | https://www.l-com.cn/surge-protector-type-n-f-f-rf-surge-protector-dc-7ghz-and-3ghz-4ghz-dc-pass-90w-ip67-20ka-gas-discharge-tube
LCSP1039 | Type N F/F In/Out RF Surge Protector DC - 3GHz and 1GHz - 3GHz DC Pass 90W IP67 Gas Discharge Tube | 63.62 | https://www.l-com.cn/surge-protector-type-n-f-f-in-out-rf-surge-protector-dc-3ghz-and-1ghz-3ghz-dc-pass-90w-ip67-gas-discharge-tube
LCSP1040 | Type N F/F In/Out RF Surge Protector DC - 2.4GHz DC Pass 40W IP67 18kA Gas Discharge Tube | 102.635 | https://www.l-com.cn/surge-protector-type-n-f-f-in-out-rf-surge-protector-dc-24ghz-dc-pass-40w-ip67-18ka-gas-discharge-tube
LCSP1048 | Type N F/F In/Out RF Surge Protector 2GHz - 6GHz DC Block 10W IP67 10kA Surge Filter | 48.47 | https://www.l-com.cn/surge-protector-type-n-f-f-in-out-rf-surge-protector-2ghz-6ghz-dc-block-10w-ip67-10ka-surge-filter
LCSP1050 | Type N F/F In/Out RF Surge Protector 1.8GHz - 3.8GHz 10W IP67 18kA Surge Filter | 79.86 | https://www.l-com.cn/surge-protector-type-n-f-f-in-out-rf-surge-protector-18ghz-38ghz-10w-ip67-18ka-surge-filter
LCSP1051 | 4.3-10 F/F RF Surge Protector 698MHz - 2.7GHz DC Block 500W IP67 40kA Surge Filter Low PIM -173 dBc | 340.119 | https://www.l-com.cn/surge-protector-43-10-f-f-rf-surge-protector-698mhz-27ghz-dc-block-500w-ip67-40ka-surge-filter-low-pim-173-dbc
LCSP1060 | 4.3-10 M/F RF Surge Protector 698MHz - 2.7GHz DC Block 500W IP67 40kA Surge Filter Low PIM -173 dBc | 269.139 | https://www.l-com.cn/surge-protector-43-10-m-f-rf-surge-protector-698mhz-27ghz-dc-block-500w-ip67-40ka-surge-filter-low-pim-173-dbc
LCSP1061 | 4.3-10 F / F 穿壁式同轴射频浪涌保护器，698MHz-2.7GHz，通直流，低PIM -173dBc | 300.4682 | https://www.l-com.cn/surge-protector-43-10-f-f-bulkhead-coaxial-rf-surge-protector-698mhz-27ghz-dc-pass-low-pim-173dbc
LCSP1062 | 4.3-10 F / M 穿壁式 同轴射频浪涌保护器，698MHz-2.7GHz，通直流，低PIM -173dBc | 291.2274 | https://www.l-com.cn/surge-protector-43-10-f-m-bulkhead-coaxial-rf-surge-protector-698mhz-27ghz-dc-pass-low-pim-173dbc
LCTR1001 | 2 Watt RF Load Up to 1 GHz with SMA Male Nickel Plated Brass Body | 28.5 | https://www.l-com.cn/coaxial-2-watt-rf-load-up-to-1-ghz-with-sma-male-nickel-plated-brass-body
LCTR1001C | 2 Watt RF Load with Chain Up to 1 GHz with SMA Male Nickel Plated Brass Body | 30.44 | https://www.l-com.cn/coaxial-2-watt-rf-load-with-chain-up-to-1-ghz-with-sma-male-nickel-plated-brass-body
LCTR1002 | 2 Watt RF Load Up to 3 GHz with SMA Male Nickel Plated Brass Body | 28.5 | https://www.l-com.cn/coaxial-2-watt-rf-load-up-to-3-ghz-with-sma-male-nickel-plated-brass-body
LCTR1002C | 2 Watt RF Load with Chain Up to 3 GHz with SMA Male Nickel Plated Brass Body | 39.572 | https://www.l-com.cn/coaxial-2-watt-rf-load-with-chain-up-to-3-ghz-with-sma-male-nickel-plated-brass-body
LCTR1003 | 2 Watt RF Load Up to 6 GHz with SMA Male Nickel Plated Brass Body | 33.63 | https://www.l-com.cn/coaxial-2-watt-rf-load-up-to-6-ghz-with-sma-male-nickel-plated-brass-body
LCTR1003C | 2 Watt RF Load with Chain Up to 6 GHz with SMA Male Nickel Plated Brass Body | 46.254 | https://www.l-com.cn/coaxial-2-watt-rf-load-with-chain-up-to-6-ghz-with-sma-male-nickel-plated-brass-body
LCTR1004 | 2 Watt RF Load Up to 3 GHz with N Male Aluminum Body | 28.5 | https://www.l-com.cn/coaxial-2-watt-rf-load-up-to-3-ghz-with-n-male-aluminum-body
LCTR1005 | 2 Watt RF Load Up to 6 GHz with N Male Aluminum Body | 28.495 | https://www.l-com.cn/coaxial-2-watt-rf-load-up-to-6-ghz-with-n-male-aluminum-body
LCTR1006 | 1W RF负载，SMA公头，最高频率18 GHz | 57.9643 | https://www.l-com.cn/1-watt-rf-load-up-18-ghz-sma-male-lctr1006
LCTR1007 | 1 W射频负载，SMA母头，最高频率18 GHz | 60 | https://www.l-com.cn/1-watt-rf-load-up-18-ghz-sma-female-lctr1007
LCTR1008 | 2WRF负载，SMA公头，最高频率18 GHz | 67.96 | https://www.l-com.cn/2-watt-rf-load-up-18-ghz-sma-male-lctr1008
LCTR1008C | 2 W射频负载，带挂链，SMA 公头，最高频率18 GHz | 69.03 | https://www.l-com.cn/2-watt-rf-load-chain-up-18-ghz-sma-male-lctr1008c
LCTR1009 | SMA母头的2 W射频负载，最高频率18 GHz | 70 | https://www.l-com.cn/2-watt-rf-load-up-18-ghz-sma-female-lctr1009
LCTR1010 | 2 W射频负载，N公，最高频率18 GHz | 157.52 | https://www.l-com.cn/2-watt-rf-load-up-18-ghz-n-male-lctr1010
LCTR1011 | 2 W射频负载，N型母头，最高频率18 GHz | 157.52 | https://www.l-com.cn/2-watt-rf-load-up-18-ghz-n-female-lctr1011
LCVS-12 | L-com 1x2 VGA视频分离器 | 152.6184 | https://www.l-com.cn/audio-video-l-com-1x2-vga-video-splitter
LCVS-14 | L-com 1x4 VGA视频分离器 | 217.2852 | https://www.l-com.cn/audio-video-l-com-1x4-vga-video-splitter
LCVX-VGA | L-com UTP VGA延长器，TX和RX单元 | 378.6156 | https://www.l-com.cn/audio-video-l-com-utp-vga-extender-tx-and-rx-unit
LCWB-24SC-WP | 户外级光纤接线盒，墙装，24条SC/UPC 0.9mm单模尾纤 | 489.6144 | https://www.l-com.cn/outdoor-fiber-enclosure-wall-mount-24-sc-upc-09mm-single-mode-pigtails
LCWB-48SC-WP | 户外级光纤接线盒，墙装，48条SC/UPC 0.9mm单模尾纤 | 650.5752 | https://www.l-com.cn/outdoor-fiber-enclosure-wall-mount-48-sc-upc-09mm-single-mode-pigtails
LCWB-72SC-WP | 户外级光纤接线盒，墙装，72条SC/UPC 0.9mm单模尾纤 | 869.22 | https://www.l-com.cn/outdoor-fiber-enclosure-wall-mount-72-sc-upc-09mm-single-mode-pigtails
LN-PG11 | 锁紧螺母，用于3/4英寸（19毫米）线缆格兰头 | 2.2968 | https://www.l-com.cn/ethernet-locking-nut-for-3-4-cable-glands
LPX090 | AL系列同轴保护器的90V气体放电管备件 | 65.4437 | https://www.l-com.cn/surge-protector-90v-replacement-gas-tube-for-al-series-coax-protectors
LPX090-6 | 备用90V气体放电管，用于AL6-NxNFBW-9同轴保护器 | 10.296 | https://www.l-com.cn/surge-protector-90v-replacement-gas-tube-for-al6-nxnfbw-9-coax-protectors
LPX090G | 原AL6系列同轴保护器的90V气体放电管备件 | 67.9536 | https://www.l-com.cn/surge-protector-90v-replacement-gas-tube-for-old-al6-series-coax-protectors
LPX230 | AL系列同轴保护器的230V气体放电管备件 | 7.828 | https://www.l-com.cn/surge-protector-230v-replacement-gas-tube-for-al-series-coax-protectors
LPX350 | AL系列同轴保护器的350V气体放电管备件 | 57.5131 | https://www.l-com.cn/surge-protector-350v-replacement-gas-tube-for-al-series-coax-protectors
LPX600 | AL系列同轴保护器的600V气体放电管备件 | 5.825 | https://www.l-com.cn/surge-protector-600v-replacement-gas-tube-for-al-series-coax-protectors
LPXT-BH-CDGB-POE48V | Data Line Protector Bulkhead Mount 1Gb PoE 48VDC, Silicon Cascaded Design 2 | 519.8 | https://www.l-com.cn/surge-protector-data-line-protector-bulkhead-mount-1gb-poe-48vdc-silicon-cascaded-design-2
LPXT-BH-GB-POE-48V | Data Line Protector Bulkhead Mount 1Gb PoE 48VDC, Silicon Cascaded Design | 224.5 | https://www.l-com.cn/surge-protector-data-line-protector-bulkhead-mount-1gb-poe-48vdc-silicon-cascaded-design
LPXT-BH-POE-48V | Data Line Protector Bulkhead Mount 10/100 PoE 48VDC | 246.72 | https://www.l-com.cn/surge-protector-data-line-protector-bulkhead-mount-10-100-poe-48vdc
LPXT-DC-DIN-12V | DC Protector Din Rail Mount W/Terminal Block 12VDC | 237.71 | https://www.l-com.cn/surge-protector-dc-protector-din-rail-mount-w-terminal-block-12vdc
LPXT-DC-DIN-24V | DC Protector Din Rail Mount W/Terminal Block 24VDC | 228.85 | https://www.l-com.cn/surge-protector-dc-protector-din-rail-mount-w-terminal-block-24vdc
LPXT-DC-DIN-48V | DC Protector Din Rail Mount W/Terminal Block 48VDC | 325.34 | https://www.l-com.cn/surge-protector-dc-protector-din-rail-mount-w-terminal-block-48vdc
LPXT-DC-DIN-70V | DC Protector Din Rail Mount W/Terminal Block 70VDC | 268.55 | https://www.l-com.cn/surge-protector-dc-protector-din-rail-mount-w-terminal-block-70vdc
LPXT-MD-GB-POE-C1D2 | 70VDC LPXT Data Line Protector Module 1GB PoE RJ45S F/F | 355.69 | https://www.l-com.cn/surge-protector-70vdc-lpxt-data-line-protector-module-1gb-poe-rj45s-f-f
LPXT-MOD-C1D2 | 5VDC LPXT Data Line Protector Module 10/100 RJ45 F/F | 174.7 | https://www.l-com.cn/surge-protector-5vdc-lpxt-data-line-protector-module-10-100-rj45-f-f
LPXT-MOD-CHASSIS | 1U 19" Rack Mount 16 Slot Enclosure For LPXT Data Line Protector Modules | 301.9104 | https://www.l-com.cn/surge-protector-1u-19-rack-mount-16-slot-enclosure-for-lpxt-data-line-protector-modules
LPXT-MOD-GB-C1D2 | 5VDC LPXT Data Line Protector Module 1Gb RJ45 F/F | 211.34 | https://www.l-com.cn/surge-protector-5vdc-lpxt-data-line-protector-module-1gb-rj45-f-f
LPXT-MOD-POE-C1D2 | 48VDC LPXT Data Line Protector Module 10/100 PoE RJ45 F/F | 299.6532 | https://www.l-com.cn/surge-protector-48vdc-lpxt-data-line-protector-module-10-100-poe-rj45-f-f
LPXTRJ11-1F | 160Vdc Data Line Protector RJ11 M/F 1Ft | 178.0891 | https://www.l-com.cn/surge-protector-160vdc-data-line-protector-rj11-m-f-1ft
LPXTRJ45-100TX | 12Vdc Data Line Protector 10/100 RJ45 F/F | 182.556 | https://www.l-com.cn/surge-protector-12vdc-data-line-protector-10-100-rj45-f-f
LPXTRJ45-100TX-POE | 5V, 24Vdc Data Line Protector 10/100 Poe RJ45S F/F | 148.16 | https://www.l-com.cn/surge-protector-5v-24vdc-data-line-protector-10-100-poe-rj45s-f-f
LPXTRJ45-GB | 3.3Vdc Data Line Protector 1Gb RJ45 F/F | 185.9616 | https://www.l-com.cn/surge-protector-data-surge-protector-indoor-gigabit-ethernet-rj45
LPXTRJ45-GB-6PRT | 3.3Vdc Data Line Protector 1Gb 6 RJ45S F/F | 460.8648 | https://www.l-com.cn/surge-protector-33vdc-data-line-protector-1gb-6-rj45s-f-f
LPXTRJ45-GBPOE | 数据浪涌保护器，室内，千兆以太网PoE IEEE 802.3bt 标准 ，RJ45屏蔽电缆 | 158.3604 | https://www.l-com.cn/surge-protector-data-surge-protector-indoor-gigabit-ethernet-poe-ieee-8023af-shielded-rj45
LPXTRJ45-GBPOE+ | 数据浪涌保护器，室内，千兆以太网PoE + IEEE 802.3bt 标准 ，RJ45屏蔽电缆 | 170.0613 | https://www.l-com.cn/surge-protector-data-surge-protector-indoor-gigabit-ethernet-poe-ieee-8023at-shielded-rj45
LPXTRJ45-GBPOE++ | 数据浪涌保护器，室内，千兆以太网PoE ++ IEEE 802.3bt 标准 ，RJ45屏蔽电缆 | 171.221 | https://www.l-com.cn/surge-protector-data-surge-protector-indoor-gigabit-ethernet-poe-ieee-8023bt-shielded-rj45
LPXTRJ45S-100TX-POE | 48Vdc Data Line Protector 10/100 Poe RJ45S F/F | 182.24 | https://www.l-com.cn/surge-protector-48vdc-data-line-protector-10-100-poe-rj45s-f-f
LPXTRJ45S-GB | 5Vdc Data Line Protector 1Gb RJ45S F/F | 145.91 | https://www.l-com.cn/surge-protector-5vdc-data-line-protector-1gb-rj45s-f-f
LPXTRJ45S-GB-POE | 48Vdc Data Line Protector 1Gb Poe RJ45S F/F | 136.42 | https://www.l-com.cn/surge-protector-48vdc-data-line-protector-1gb-poe-rj45s-f-f
LPXTRJ45-T1 | 12Vdc Data Line Protector T1 RJ45 F/F | 192.9312 | https://www.l-com.cn/surge-protector-12vdc-data-line-protector-t1-rj45-f-f
LPXT-WM-TERM-120V | Serial Protector Wallmount W/Terminal Block 120VDC | 150.77 | https://www.l-com.cn/surge-protector-serial-protector-wallmount-w-terminal-block-120vdc
LPXT-WM-TERM-12V | Serial Protector Wallmount W/Terminal Block 12VDC | 147.7872 | https://www.l-com.cn/surge-protector-serial-protector-wallmount-w-terminal-block-12vdc
LPXT-WM-TERM-160V | Serial Protector Wallmount W/Terminal Block 160VDC | 250.668 | https://www.l-com.cn/surge-protector-serial-protector-wallmount-w-terminal-block-160vdc
LPXT-WM-TERM-52V | Serial Protector Wallmount W/Terminal Block 52VDC | 138.2 | https://www.l-com.cn/surge-protector-serial-protector-wallmount-w-terminal-block-52vdc
LPXT-WP-GB-DT-C1D2 | Data Line Protector Indoor/Outdoor 1GB Data Only | 327.8 | https://www.l-com.cn/surge-protector-data-line-protector-indoor-outdoor-1gb-data-only
LPXT-WP-GBP60V-C1D2 | Data Line Protector Indoor/Outdoor 1GB Poe 60V | 149.48 | https://www.l-com.cn/surge-protector-data-line-protector-indoor-outdoor-1gb-poe-60v
LPXT-WP-GB-POE++60V | Data Line Protector Indoor/Outdoor 1GB Poe 802.3Bt 60V | 97.3368 | https://www.l-com.cn/surge-protector-data-line-protector-indoor-outdoor-1gb-poe-8023bt-60v
LPXT-WP-P-60V-C1D2 | Data Line Protector Indoor/Outdoor 10/100 Poe 60V | 143.67 | https://www.l-com.cn/surge-protector-data-line-protector-indoor-outdoor-10-100-poe-60v
LPXT-WP-PMT | Data Line Protector Pole Mount Kit | 52.3512 | https://www.l-com.cn/surge-protector-data-line-protector-pole-mount-kit
LPXT-WP-POE-60V | Data Line Protector Indoor/Outdoor 10/100 PoE 6VDC Data 60V Mode B Only | 192.89 | https://www.l-com.cn/surge-protector-data-line-protector-indoor-outdoor-10-100-poe-6vdc-data-60v-mode-b-only
LPXT-WP-POE-90V | Data Line Protector Indoor/Outdoor 10/100 Poe 90V | 192.69 | https://www.l-com.cn/surge-protector-data-line-protector-indoor-outdoor-10-100-poe-90v
M124DFFS | 面板安装式屏蔽M12 4针D编码耦合器 | 267.0672 | https://www.l-com.cn/ethernet-m12-4-pin-d-code-shielded-panel-mountable-coupler
M-125-075-342 | Brady Permasleeve热缩标签，0.235英寸（6.0毫米）宽度×0.75英寸（1.9厘米）高，80个/卷 | 401.7774 | https://www.l-com.cn/patch-panel-server-rack-brady-permasleeve-heat-shrink-labels-0235w-x-075h-80-roll
M128XF-MLD | M12 8 Position X-code Mold Connector, Female, Shielded | 78.95 | https://www.l-com.cn/ethernet-m12-8-pole-x-code-mold-connector-female-shielded
M12DB4W-5PAF-8PAM | IP67级M12一体式无源4路配电盒，4个M12 A编码5针母头连接器至1个M12 A编码8针公头连接器 | 369.864 | https://www.l-com.cn/m12-ip67-one-piece-passive-4-way-distribution-box-4x-m12-a-code-5-pole-female-connectors-1x-m12-a-code-8-pole-male-connector-m12db4w-5paf-8pam
M12DB8W-5PAF-SPG | IP67级M12一体式无源8路配电盒，8个M12 A编码5针母头连接器至弹簧夹端子 | 442.332 | https://www.l-com.cn/m12-ip67-one-piece-passive-8-way-distribution-box-8x-m12-a-code-5-pole-female-connectors-spring-clamp-terminals-m12db8w-5paf-spg
M12DB8W-5PAF-TRM | IP67级M12一体式无源8路配电盒，8个M12 A编码5针母头连接器至针对M12DBC8W-TRM-5M的总控连接（Homerun）端子 | 340.7184 | https://www.l-com.cn/m12-ip67-one-piece-passive-8-way-distribution-box-8x-m12-a-code-5-pole-female-connectors-homerun-terminal-m12dbc8w-trm-5m-m12db8w-5paf-trm
M12DBC8W-TRM-5M | M12配电盒用可移除总控连接（Homerun）线缆，用于M12DB8W-5PAF-TRM，平头19号导线，聚氨酯PUR，灰，5.0米 | 345.6288 | https://www.l-com.cn/m12-distribution-box-removable-homerun-cable-m12db8w-5paf-trm-blunt-cut-19-conductor-polyurethane-pur-gray-5.0m-m12dbc8w-trm-5m
M12FOE5A-1 | M12 5 Position A-Coded Female/Un-terminated Cable, 1.0m | 22.1544 | https://www.l-com.cn/ethernet-m12-5-position-a-coded-female-pigtail-cable-assembly-10m
M12FT4AF | M12 4针A编码现场端接母头连接器，20~23AWG | 61.0394 | https://www.l-com.cn/ethernet-m12-4-pin-a-code-female-field-termination-connector-23-20awg
M12FT4AF90 | 直角型M12 4针A编码现场端接母头连接器，20~23AWG | 69.5376 | https://www.l-com.cn/ethernet-right-angle-m12-4-pin-a-code-female-field-termination-connector-23-20awg
M12FT4AF-L | M12 4针A编码现场端接母头连接器，17~20AWG | 77.5038 | https://www.l-com.cn/ethernet-m12-4-pin-a-code-female-field-termination-connector-20-17awg
M12FT4AFS | 屏蔽M12 4针A编码现场端接母头连接器，22~26AWG | 210.672 | https://www.l-com.cn/ethernet-shielded-m12-4-pin-a-code-female-field-termination-connector-26-22awg
M12FT4AM | M12 4针A编码现场端接公头连接器，20~23AWG | 67.3394 | https://www.l-com.cn/ethernet-m12-4-pin-a-code-male-field-termination-connector-23-20awg
M12FT4AM90 | 直角型M12 4针A编码现场端接公头连接器，20~23AWG | 65.1816 | https://www.l-com.cn/ethernet-right-angle-m12-4-pin-a-code-male-field-termination-connector-23-20awg
M12FT4AM-L | M12 4针A编码现场端接公头连接器，17~20AWG | 76.7448 | https://www.l-com.cn/ethernet-m12-4-pin-a-code-male-field-termination-connector-20-17awg
M12FT4AMS | 屏蔽M12 4针A编码现场端接公头连接器，22~26AWG | 199.4256 | https://www.l-com.cn/ethernet-shielded-m12-4-pin-a-code-male-field-termination-connector-26-22awg
M12FT4DFS | 屏蔽M12 4针D编码现场端接母头连接器 | 242.5567 | https://www.l-com.cn/ethernet-m12-4-pin-d-code-female-shielded-field-termination-connector
M12FT8AF90S | Shielded M12 8 Pin A-Code Female Right Angle Field Termination Connector, 24-20AWG | 212.276 | https://www.l-com.cn/ethernet-shielded-m12-8-pin-a-code-female-right-angle-field-termination-connector-24-20awg
M12FT8AMS | Shielded M12 8 Pin A-Code Male Field Termination Connector, 24-20AWG | 205.5465 | https://www.l-com.cn/ethernet-shielded-m12-8-pin-a-code-male-field-termination-connector-24-20awg
M12FT8XMS | 屏蔽M12 8针X编码现场端接公头连接器 | 262.152 | https://www.l-com.cn/ethernet-m12-8-pin-x-code-male-shielded-field-termination-connector
M12M124D-0.5 | M12 4针D编码公头/公头线缆，0.5m | 34.0419 | https://www.l-com.cn/ethernet-m12-4-position-d-coded-male-male-cable-05m
M12M124D-1 | M12 4针D编码公头/公头线缆，1.0m | 38.1086 | https://www.l-com.cn/ethernet-m12-4-position-d-coded-male-male-cable-10m
M12M124D-2 | M12 4针D编码公头/公头线缆，2.0m | 83.7144 | https://www.l-com.cn/ethernet-m12-4-position-d-coded-male-male-cable-20m
M12M124D-3 | M12 4针D编码公头/公头线缆，3.0m | 90.0239 | https://www.l-com.cn/ethernet-m12-4-position-d-coded-male-male-cable-30m
M12M124D-5 | M12 4针D编码公头/公头线缆，5.0m | 69.3792 | https://www.l-com.cn/ethernet-m12-4-position-d-coded-male-male-cable-50m
M12M125A-0.5 | M12 5针A编码公头/公头线缆，0.5m | 28.43 | https://www.l-com.cn/ethernet-m12-5-position-a-coded-male-male-cable-05m
M12M125A-1 | M12 5针A编码公头/公头线缆，1.0m | 64.7856 | https://www.l-com.cn/ethernet-m12-5-position-a-coded-male-male-cable-10m
M12M125A-5 | M12 5针A编码公头/公头线缆，5.0m | 106.0308 | https://www.l-com.cn/ethernet-m12-5-position-a-coded-male-male-cable-50m
M12M12F4D-0.5 | M12 4针D编码公头/母头线缆，0.5m | 53.5848 | https://www.l-com.cn/ethernet-m12-4-position-d-coded-male-female-cable-05m
M12M12F4D-1 | M12 4针D编码公头/母头线缆，1.0m | 70.3204 | https://www.l-com.cn/ethernet-m12-4-position-d-coded-male-female-cable-10m
M12M12F4D-2 | M12 4针D编码公头/母头线缆，2.0m | 76.8438 | https://www.l-com.cn/ethernet-m12-4-position-d-coded-male-female-cable-20m
M12M12F4D-3 | M12 4针D编码公头/母头线缆，3.0m | 103.3206 | https://www.l-com.cn/ethernet-m12-4-position-d-coded-male-female-cable-30m
M12M12F4D-5 | M12 4针D编码公头/母头线缆，5.0m | 129.8488 | https://www.l-com.cn/ethernet-m12-4-position-d-coded-male-female-cable-50m
M12M12F5A-0.5 | M12 5针A编码公头/母头线缆，0.5m | 62.0587 | https://www.l-com.cn/ethernet-m12-5-position-a-coded-male-female-cable-05m
M12M12F5A-10 | M12 5 Position A-Coded Male/Female Cable, 10.0m | 149.85 | https://www.l-com.cn/ethernet-m12-5-position-a-coded-male-female-cable-100m
M12M12R4D-0.5 | M12 4针D编码公头/公头直角线缆，0.5m | 54.7272 | https://www.l-com.cn/ethernet-m12-4-position-d-coded-male-male-right-angle-cable-05m
M12M12R4D-1 | M12 4针D编码公头/公头直角线缆，1.0m | 27.742 | https://www.l-com.cn/ethernet-m12-4-position-d-coded-male-male-right-angle-cable-10m
M12M12R4D-3 | M12 4针D编码公头/公头直角线缆，3.0m | 97.3961 | https://www.l-com.cn/ethernet-m12-4-position-d-coded-male-male-right-angle-cable-30m
M12-TW | M12扭矩扳手，预设至0.6Nm | 906.5232 | https://www.l-com.cn/ethernet-m12-torque-wrench-06nm
M71-20-423 | 标签卡盒，2英尺（0.6米）0" 宽×1英寸（25.4毫米）高，聚酯 | 132.5808 | https://www.l-com.cn/patch-panel-server-rack-cartridge-200-w-x-100-h-polyester
M8FT3F | M8 3针现场端接母头连接器 | 60.588 | https://www.l-com.cn/ethernet-m8-3-pos-female-field-termination-connector
M8FT3M | M8 3针现场端接公头连接器 | 58.4496 | https://www.l-com.cn/ethernet-m8-3-position-male-field-termination-connector
M8FT4F | M8 4针现场端接母头连接器 | 67.9536 | https://www.l-com.cn/ethernet-m8-4-pos-female-field-termination-connector
M8FT4M | M8 4针现场端接公头连接器 | 65.1816 | https://www.l-com.cn/ethernet-m8-4-position-male-field-termination-connector
M8FTQ3F | M8 3针母头现场端接连接器，两件式，快速端接式 | 89.3572 | https://www.l-com.cn/m8-3-pole-female-field-termination-connector-2-piece-quick-term-style-m8ftq3f
M8FTQ3M | M8 3针公头现场端接连接器，两件式，快速端接式 | 71.5518 | https://www.l-com.cn/m8-3-pole-male-field-termination-connector-2-piece-quick-term-style-m8ftq3m
M8-TW | M8扭矩扳手，预设至0.4Nm | 905.6068 | https://www.l-com.cn/ethernet-m8-torque-wrench-04nm
MC-1GP+SFP | 千兆PoE以太网媒体转换器，三速，RJ45 10/100 / 1000TX PoE + 802.3at / af 30W和1个SFP / GBIC 1000SX / LX插槽 | 300.96 | https://www.l-com.cn/gigabit-poe-ethernet-media-converter-triple-speed-rj45-10-100-1000tx-poe-plus-8023at-af-30w-and-1x-sfp-gbic-1000sx-lx-slot
MCSC-SC-01 | 双芯SC至双芯SC模式调节光缆，1米 | 148.6067 | https://www.l-com.cn/fiber-optic-dual-sc-dual-sc-mode-conditioning-cable-10m
MCSC-SC-05 | 双芯SC至双芯SC模式调节光缆，5米 | 168.9033 | https://www.l-com.cn/fiber-optic-dual-sc-dual-sc-mode-conditioning-cable-50m
MCST-SC-01 | 双芯ST至双芯SC模式调节光缆，1米 | 148.6067 | https://www.l-com.cn/fiber-optic-dual-st-dual-sc-mode-conditioning-cable-10m
MCST-SC-02 | 双芯ST至双芯SC模式调节光缆，2米 | 153.68 | https://www.l-com.cn/fiber-optic-dual-st-dual-sc-mode-conditioning-cable-20m
MCST-ST-01 | 双芯ST至双芯ST模式调节光缆，1米 | 170.16 | https://www.l-com.cn/fiber-optic-dual-st-dual-st-mode-conditioning-cable-10m
MCST-ST-03 | 双芯ST至双芯ST模式调节光缆，3米 | 158.7567 | https://www.l-com.cn/fiber-optic-dual-st-dual-st-mode-conditioning-cable-30m
MCST-ST-04 | 双芯ST至双芯ST模式调节光缆，4米 | 163.83 | https://www.l-com.cn/fiber-optic-dual-st-dual-st-mode-conditioning-cable-40m
MCST-ST-05 | 双芯ST至双芯ST模式调节光缆，5米 | 168.9033 | https://www.l-com.cn/fiber-optic-dual-st-dual-st-mode-conditioning-cable-50m
MD44FJF | 迷你DIN 4穿壁式插座/引脚，前置 | 5.4845 | https://www.l-com.cn/firewire-din-scsi-sata-mini-din-4-bulkhead-jack-leads-front-mount
MD44FJR | 迷你DIN 4穿壁式插座/引脚，后置 | 16.3594 | https://www.l-com.cn/firewire-din-scsi-sata-mini-din-4-bulkhead-jack-leads-rear-mount
MD44FT | Mini DIN 4连接器，母头，用于 | 12.0239 | https://www.l-com.cn/audio-video-mini-din-4-female-field-termination-connector
MD66FJF | 迷你DIN 6穿壁式插座/引脚，前置 | 12.23 | https://www.l-com.cn/firewire-din-scsi-sata-mini-din-6-bulkhead-jack-leads-front-mount
MD66FJR | 迷你DIN 6穿壁式插座/引脚，后置 | 17.2412 | https://www.l-com.cn/firewire-din-scsi-sata-mini-din-6-bulkhead-jack-leads-rear-mount
MD88FJF | 迷你DIN 8穿壁式插座/引脚，前置 | 18.9911 | https://www.l-com.cn/firewire-din-scsi-sata-mini-din-8-bulkhead-jack-leads-front-mount
MD88FJR | 迷你DIN 8穿壁式插座/引脚，后置 | 17.5497 | https://www.l-com.cn/firewire-din-scsi-sata-mini-din-8-bulkhead-jack-leads-rear-mount
MHD-HD-2 | 具有以太网功能的高速HDMI线缆，HDMI公头/Mini HDMI公头，2.0m | 52.0437 | https://www.l-com.cn/audio-video-high-speed-hdmi-cable-w-ethernet-hdmi-male-mini-hdmi-male-20m
MHD-MHD-1M | Mini-HDMI/Mini-HDMI线缆，1米 | 42.372 | https://www.l-com.cn/audio-video-mini-hdmi-to-mini-hdmi-1m
MHD-MHD-2M | Mini-HDMI/Mini-HDMI线缆，2米 | 54.2356 | https://www.l-com.cn/audio-video-mini-hdmi-to-mini-hdmi-2m
MHD-MHD-3M | Mini-HDMI/Mini-HDMI线缆，3米 | 75.3522 | https://www.l-com.cn/audio-video-mini-hdmi-to-mini-hdmi-3m
MICHD-HD-0.5 | Micro-HDMI公头/HDMI公头线缆，0.5米 | 62.67 | https://www.l-com.cn/audio-video-micro-hdmi-male-to-hdmi-male-05m
MICHD-HD-3 | Micro-HDMI公头/HDMI公头线缆，3米 | 50.67 | https://www.l-com.cn/audio-video-micro-hdmi-male-to-hdmi-male-3m
MINITOS-MM-03 | Mini-Toslink线缆，公头/公头，2.2毫米护套，3英尺（0.9米） | 7.04 | https://www.l-com.cn/fiber-optic-mini-toslink-male-male-cable-22mm-jacket-30-feet
MJ110C6-S | 屏蔽6类Keystone插座，110/RJ45，EIA568A/B | 21.384 | https://www.l-com.cn/ethernet-shielded-category-6-keystone-jack-110-rj45-eia568a-b
MJCPF-WT | Keystone Coaxial F/F Coupler Insert in White | 10.18 | https://www.l-com.cn/ethernet-keystone-coaxial-f-f-coupler-insert-in-white
MJS110C5E-BL | 超5类Keystone插座，110/RJ45 EIA568A/B，蓝色 | 4.6157 | https://www.l-com.cn/ethernet-category-5e-keystone-jack-110-rj45-eia568a-b-blue
MJS110C5E-IV | 超5类Keystone插座，110/RJ45 EIA568A/B，乳白色 | 4.6564 | https://www.l-com.cn/ethernet-category-5e-keystone-jack-110-rj45-eia568a-b-ivory
MJS110C5E-RD | 超5类Keystone插座，110/RJ45，EIA568A/B，红 | 4.5936 | https://www.l-com.cn/ethernet-category-5e-keystone-jack-110-rj45-eia568a-b-red
MJS110C5E-YL | 超5类Keystone插座，110/RJ45 EIA568A/B，黄色 | 4.5942 | https://www.l-com.cn/ethernet-category-5e-keystone-jack-110-rj45-eia568a-b-yellow
MJS110C6-BL | 6 类 Keystone 插座, 110 / RJ45 EIA568A/B 蓝色 | 5.2349 | https://www.l-com.cn/ethernet-category-6-keystone-jack-110-rj45-eia568a-b-blue
MJS110C6-BLK | 6 类 Keystone 插座, 110 / RJ45 EIA568A/B 黑色 | 5.2396 | https://www.l-com.cn/ethernet-category-6-keystone-jack-110-rj45-eia568a-b-black
MJS110C6-IV | 6 类 Keystone 插座, 110 / RJ45 EIA568A/B 乳白色 | 5.1893 | https://www.l-com.cn/ethernet-category-6-keystone-jack-110-rj45-eia568a-b-ivory
MJS110C6-RED | 6类Keystone插座，110/RJ45，EIA568A/B，红 | 5.6232 | https://www.l-com.cn/ethernet-category-6-keystone-jack-110-rj45-eia568a-b-red
MJS110C6-WT | 6 类 Keystone 插座, 110 / RJ45 EIA568A/B 白色 | 5.4601 | https://www.l-com.cn/ethernet-category-6-keystone-jack-110-rj45-eia568a-b-white
MJS110C6-YL | 6 类 Keystone 插座, 110 / RJ45 EIA568A/B 黄色 | 2.9333 | https://www.l-com.cn/ethernet-category-6-keystone-jack-110-rj45-eia568a-b-yellow
MJSCPBNC75-WT | 75欧姆BNC耦合器Keystone插芯 | 8.9658 | https://www.l-com.cn/ethernet-keystone-75-ohm-bnc-coupler-insert
MJSCVR-IV | Keystone备用插件，乳白色 | 0.9504 | https://www.l-com.cn/ethernet-keystone-blank-insert-ivory
MJSCVR-WT | Keystone备用插件，白色 | 1.4256 | https://www.l-com.cn/ethernet-keystone-blank-insert-white
MK110C5E-BLK | OCC超5类Keystone水晶头母座，110/RJ45，EIA568A/B，黑 | 20.0376 | https://www.l-com.cn/ethernet-occ-category-5e-keystone-jack-110-rj45-eia568a-b-black
MK110C5E-BLU | OCC超5类Keystone水晶头母座，110/RJ45，EIA568A/B，蓝 | 20.0376 | https://www.l-com.cn/ethernet-occ-category-5e-keystone-jack-110-rj45-eia568a-b-blue
MK110C5E-BW | OCC超5类Keystone水晶头母座，110/RJ45，EIA568A/B，亮白 | 20.0376 | https://www.l-com.cn/ethernet-occ-category-5e-keystone-jack-110-rj45-eia568a-b-bright-white
MK110C5E-GRN | OCC超5类Keystone水晶头母座，110/RJ45，EIA568A/B，绿 | 22.6512 | https://www.l-com.cn/ethernet-occ-category-5e-keystone-jack-110-rj45-eia568a-b-green
MK110C5E-GRY | OCC超5类Keystone水晶头母座，110/RJ45，EIA568A/B，灰 | 20.0376 | https://www.l-com.cn/ethernet-occ-category-5e-keystone-jack-110-rj45-eia568a-b-gray
MK110C5E-ORN | OCC超5类Keystone水晶头母座，110/RJ45，EIA568A/B，橙 | 26.136 | https://www.l-com.cn/ethernet-occ-category-5e-keystone-jack-110-rj45-eia568a-b-orange
MK110C5E-W | OCC超5类Keystone水晶头母座，110/RJ45，EIA568A/B，白 | 20.0376 | https://www.l-com.cn/ethernet-occ-category-5e-keystone-jack-110-rj45-eia568a-b-white
MK110C5E-Y | OCC超5类Keystone水晶头母座，110/RJ45，EIA568A/B，黄 | 20.0376 | https://www.l-com.cn/ethernet-occ-category-5e-keystone-jack-110-rj45-eia568a-b-yellow
MK110C6-BLK | OCC 6类Keystone水晶头母座，110/RJ45，EIA568A/B，黑 | 26.136 | https://www.l-com.cn/ethernet-occ-category-6-keystone-jack-110-rj45-eia568a-b-black
MK110C6-BLU | OCC 6类Keystone水晶头母座，110/RJ45，EIA568A/B，蓝 | 45.5708 | https://www.l-com.cn/ethernet-occ-category-6-keystone-jack-110-rj45-eia568a-b-blue
MK110C6-GRN | OCC 6类Keystone水晶头母座，110/RJ45，EIA568A/B，绿 | 50.4387 | https://www.l-com.cn/ethernet-occ-category-6-keystone-jack-110-rj45-eia568a-b-green
MK110C6-RED | OCC 6类Keystone水晶头母座，110/RJ45，EIA568A/B，红 | 45.5702 | https://www.l-com.cn/ethernet-occ-category-6-keystone-jack-110-rj45-eia568a-b-red
MK110C6-Y | OCC 6类Keystone水晶头母座，110/RJ45，EIA568A/B，黄 | 45.5708 | https://www.l-com.cn/ethernet-occ-category-6-keystone-jack-110-rj45-eia568a-b-yellow
MOD-MGBIC-LX | 1000Base -LX Mini-GBIC模块（LC，单模，10公里） | 107.9021 | https://www.l-com.cn/ethernet-converters-1000base-lx-mini-gbic-module-lc-sm-10km
MPC45D55-BLU | 鲨鱼鳍型低烟无卤Snagless护套，5.5毫米，蓝，50件/袋 | 15.31 | https://www.l-com.cn/ethernet-lszh-snagless-shark-fin-style-boots-55mm-blue-pkg-50
MPF12OM3-09LCR-1 | 无导针MPO/LC扇出，0.9mm直径，12芯，多模OM3 50/125μm，OFNR护套，青色，1米 | 189.2856 | https://www.l-com.cn/mpo-w-o-pins-to-lc-fan-out-09mm-diameter-12-fiber-om3-50-125um-multimode-ofnr-jacket-aqua-1-meter
MPF12OM3-09LCR-10 | 无导针MPO/LC扇出，0.9mm直径，12芯，多模OM3 50/125μm，OFNR护套，青色，10米 | 271.26 | https://www.l-com.cn/mpo-w-o-pins-to-lc-fan-out-09mm-diameter-12-fiber-om3-50-125um-multimode-ofnr-jacket-aqua-10-meter
MPF12OM3-09LCR-3 | 无导针MPO/LC扇出，0.9mm直径，12芯，多模OM3 50/125μm，OFNR护套，青色，3米 | 207.4908 | https://www.l-com.cn/mpo-w-o-pins-to-lc-fan-out-09mm-diameter-12-fiber-om3-50-125um-multimode-ofnr-jacket-aqua-3-meter
MPF12OM3-09LCR-5 | 无导针MPO/LC扇出，0.9mm直径，12芯，多模OM3 50/125μm，OFNR护套，青色，5米 | 225.72 | https://www.l-com.cn/mpo-w-o-pins-to-lc-fan-out-09mm-diameter-12-fiber-om3-50-125um-multimode-ofnr-jacket-aqua-5-meter
MPF12OM3-20LCR-1 | 无导针MPO/LC扇出，2mm直径，12芯，多模OM3 50/125μm，OFNR护套，青色，1米 | 213.3648 | https://www.l-com.cn/mpo-w-o-pins-to-lc-fan-out-20mm-diameter-12-fiber-om3-50-125um-multimode-ofnr-jacket-aqua-1-meter
MPF12OM3-20LCR-10 | 无导针MPO/LC扇出，2mm直径，12芯，多模OM3 50/125μm，OFNR护套，青色，10米 | 295.3368 | https://www.l-com.cn/mpo-w-o-pins-to-lc-fan-out-20mm-diameter-12-fiber-om3-50-125um-multimode-ofnr-jacket-aqua-10-meter
MPF12OM3-20LCR-3 | 无导针MPO/LC扇出，2mm直径，12芯，多模OM3 50/125μm，OFNR护套，青色，3米 | 231.5808 | https://www.l-com.cn/mpo-w-o-pins-to-lc-fan-out-20mm-diameter-12-fiber-om3-50-125um-multimode-ofnr-jacket-aqua-3-meter
MPF12OM3-20LCR-5 | 无导针MPO/LC扇出，2mm直径，12芯，多模OM3 50/125μm，OFNR护套，青色，5米 | 249.7836 | https://www.l-com.cn/mpo-w-o-pins-to-lc-fan-out-20mm-diameter-12-fiber-om3-50-125um-multimode-ofnr-jacket-aqua-5-meter
MPF12OM4-09LCR-1 | 无导针MPO/LC扇出，0.9mm直径，12芯，多模OM4 50/125μm，OFNR护套，青色，1米 | 238.212 | https://www.l-com.cn/mpo-w-o-pins-to-lc-fan-out-09mm-diameter-12-fiber-om4-50-125um-multimode-ofnr-jacket-aqua-1-meter
MPF12OM4-09LCR-10 | 无导针MPO/LC扇出，0.9mm直径，12芯，多模OM4 50/125μm，OFNR护套，青色，10米 | 349.1136 | https://www.l-com.cn/mpo-w-o-pins-to-lc-fan-out-09mm-diameter-12-fiber-om4-50-125um-multimode-ofnr-jacket-aqua-10-meter
MPF12OM4-09LCR-3 | 无导针MPO/LC扇出，0.9mm直径，12芯，多模OM4 50/125μm，OFNR护套，青色，3米 | 234.3528 | https://www.l-com.cn/mpo-w-o-pins-to-lc-fan-out-09mm-diameter-12-fiber-om4-50-125um-multimode-ofnr-jacket-aqua-3-meter
MPF12OM4-09LCR-5 | 无导针MPO/LC扇出，0.9mm直径，12芯，多模OM4 50/125μm，OFNR护套，青色，5米 | 267.1416 | https://www.l-com.cn/mpo-w-o-pins-to-lc-fan-out-09mm-diameter-12-fiber-om4-50-125um-multimode-ofnr-jacket-aqua-5-meter
MPF12OM4-20LCR-1 | 无导针MPO/LC扇出，2mm直径，12芯，多模OM4 50/125μm，OFNR护套，青色，1米 | 225.6408 | https://www.l-com.cn/mpo-w-o-pins-to-lc-fan-out-20mm-diameter-12-fiber-om4-50-125um-multimode-ofnr-jacket-aqua-1-meter
MPF12OM4-20LCR-10 | 无导针MPO/LC扇出，2mm直径，12芯，多模OM4 50/125μm，OFNR护套，青色，10米 | 373.1904 | https://www.l-com.cn/mpo-w-o-pins-to-lc-fan-out-20mm-diameter-12-fiber-om4-50-125um-multimode-ofnr-jacket-aqua-10-meter
MPF12OM4-20LCR-3 | 无导针MPO/LC扇出，2mm直径，12芯，多模OM4 50/125μm，OFNR护套，青色，3米 | 258.4296 | https://www.l-com.cn/mpo-w-o-pins-to-lc-fan-out-20mm-diameter-12-fiber-om4-50-125um-multimode-ofnr-jacket-aqua-3-meter
MPF12OM4-20LCR-5 | 无导针MPO/LC扇出，2mm直径，12芯，多模OM4 50/125μm，OFNR护套，青色，5米 | 291.2184 | https://www.l-com.cn/mpo-w-o-pins-to-lc-fan-out-20mm-diameter-12-fiber-om4-50-125um-multimode-ofnr-jacket-aqua-5-meter
MPF12OS2-09LCR-1 | 无导针MPO/LC扇出，0.9mm直径，12芯，单模OS2 9/125μm，OFNR护套，青色，1米 | 197.7624 | https://www.l-com.cn/mpo-w-o-pins-to-lc-fan-out-09mm-diameter-12-fiber-os2-9-125um-single-mode-ofnr-jacket-aqua-1-meter
MPF12OS2-09LCR-10 | 无导针MPO/LC扇出，0.9mm直径，12芯，单模OS2 9/125μm，OFNR护套，青色，10米 | 244.332 | https://www.l-com.cn/mpo-w-o-pins-to-lc-fan-out-09mm-diameter-12-fiber-os2-9-125um-single-mode-ofnr-jacket-aqua-10-meter
MPF12OS2-09LCR-3 | 无导针MPO/LC扇出，0.9mm直径，12芯，单模OS2 9/125μm，OFNR护套，青色，3米 | 208.0584 | https://www.l-com.cn/mpo-w-o-pins-to-lc-fan-out-09mm-diameter-12-fiber-os2-9-125um-single-mode-ofnr-jacket-aqua-3-meter
MPF12OS2-09LCR-5 | 无导针MPO/LC扇出，0.9mm直径，12芯，单模OS2 9/125μm，OFNR护套，青色，5米 | 218.4336 | https://www.l-com.cn/mpo-w-o-pins-to-lc-fan-out-09mm-diameter-12-fiber-os2-9-125um-single-mode-ofnr-jacket-aqua-5-meter
MPF12OS2-20LCR-1 | 无导针MPO/LC扇出，2mm直径，12芯，单模OS2 9/125μm，OFNR护套，青色，1米 | 221.8075 | https://www.l-com.cn/mpo-w-o-pins-to-lc-fan-out-20mm-diameter-12-fiber-os2-9-125um-single-mode-ofnr-jacket-aqua-1-meter
MPF12OS2-20LCR-10 | 无导针MPO/LC扇出，2mm直径，12芯，单模OS2 9/125μm，OFNR护套，青色，10米 | 268.3692 | https://www.l-com.cn/mpo-w-o-pins-to-lc-fan-out-20mm-diameter-12-fiber-os2-9-125um-single-mode-ofnr-jacket-aqua-10-meter
MPF12OS2-20LCR-3 | 无导针MPO/LC扇出，2mm直径，12芯，单模OS2 9/125μm，OFNR护套，青色，3米 | 232.1501 | https://www.l-com.cn/mpo-w-o-pins-to-lc-fan-out-20mm-diameter-12-fiber-os2-9-125um-single-mode-ofnr-jacket-aqua-3-meter
MPF12OS2-20LCR-5 | 无导针MPO/LC扇出，2mm直径，12芯，单模OS2 9/125μm，OFNR护套，青色，5米 | 242.5104 | https://www.l-com.cn/mpo-w-o-pins-to-lc-fan-out-20mm-diameter-12-fiber-os2-9-125um-single-mode-ofnr-jacket-aqua-5-meter
MPF24-MPF212OM3R-1 | MPO24无引脚至2xMPO12无引脚，OM3 50 / 125um多模，ONFR护套，水蓝色，1米 | 267.44 | https://www.l-com.cn/fiber-optic-mpo24-no-pins-to-2xmpo12-no-pins-om3-50-125um-multimode-onfr-jacket-aqua-1-meter
MPF24-MPF212OM3R-3 | MPO24无引脚至2xMPO12无引脚，OM3 50 / 125um多模，ONFR护套，水蓝色，3米 | 319.55 | https://www.l-com.cn/fiber-optic-mpo24-no-pins-to-2xmpo12-no-pins-om3-50-125um-multimode-onfr-jacket-aqua-3-meter
MPF24-MPF212OM3R-5 | MPO24无引脚至2xMPO12无引脚，OM3 50 / 125um多模，ONFR护套，水蓝色，5米 | 371.66 | https://www.l-com.cn/fiber-optic-mpo24-no-pins-to-2xmpo12-no-pins-om3-50-125um-multimode-onfr-jacket-aqua-5-meter
MPF24-MPF212OM3Z-1 | MPO24无引脚至2xMPO12无引脚，OM3 50 / 125um多模，LSZH护套，水蓝色，1米 | 267.44 | https://www.l-com.cn/fiber-optic-mpo24-no-pins-to-2xmpo12-no-pins-om3-50-125um-multimode-lszh-jacket-aqua-1-meter
MPF24-MPF212OM3Z-3 | MPO24无引脚至2xMPO12无引脚，OM3 50 / 125um多模，LSZH护套，水蓝色，3米 | 319.55 | https://www.l-com.cn/fiber-optic-mpo24-no-pins-to-2xmpo12-no-pins-om3-50-125um-multimode-lszh-jacket-aqua-3-meter
MPF24-MPF212OM3Z-5 | MPO24无引脚至2xMPO12无引脚，OM3 50 / 125um多模，LSZH护套，水蓝色，5米 | 371.66 | https://www.l-com.cn/fiber-optic-mpo24-no-pins-to-2xmpo12-no-pins-om3-50-125um-multimode-lszh-jacket-aqua-5-meter
MPF24-MPF212OM4R-1 | MPO24无引脚至2xMPO12无引脚，OM4 50 / 125um多模，ONFR护套，水蓝色，1米 | 285.71 | https://www.l-com.cn/fiber-optic-mpo24-no-pins-to-2xmpo12-no-pins-om4-50-125um-multimode-onfr-jacket-aqua-1-meter
MPF24-MPF212OM4R-10 | MPO24无引脚至2xMPO12无引脚，OM4 50 / 125um多模，ONFR护套，水蓝色，10米 | 684.57 | https://www.l-com.cn/fiber-optic-mpo24-no-pins-to-2xmpo12-no-pins-om4-50-125um-multimode-onfr-jacket-aqua-10-meter
MPF24-MPF212OM4R-3 | MPO24无引脚至2xMPO12无引脚，OM4 50 / 125um多模，ONFR护套，水蓝色，3米 | 374.34 | https://www.l-com.cn/fiber-optic-mpo24-no-pins-to-2xmpo12-no-pins-om4-50-125um-multimode-onfr-jacket-aqua-3-meter
MPF24-MPF212OM4R-5 | MPO24无引脚至2xMPO12无引脚，OM4 50 / 125um多模，ONFR护套，水蓝色，5米 | 462.98 | https://www.l-com.cn/fiber-optic-mpo24-no-pins-to-2xmpo12-no-pins-om4-50-125um-multimode-onfr-jacket-aqua-5-meter
MPF24-MPF212OM4Z-1 | MPO24无引脚至2xMPO12无引脚，OM4 50 / 125um多模，LSZH护套，水蓝色，1米 | 285.7 | https://www.l-com.cn/fiber-optic-mpo24-no-pins-to-2xmpo12-no-pins-om4-50-125um-multimode-lszh-jacket-aqua-1-meter
MPF24-MPF212OM4Z-3 | MPO24无引脚至2xMPO12无引脚，OM4 50 / 125um多模，LSZH护套，水蓝色，3米 | 374.34 | https://www.l-com.cn/fiber-optic-mpo24-no-pins-to-2xmpo12-no-pins-om4-50-125um-multimode-lszh-jacket-aqua-3-meter
MPF24-MPF212OM4Z-5 | MPO24无引脚至2xMPO12无引脚，OM4 50 / 125um多模，LSZH护套，水蓝色，5米 | 462.98 | https://www.l-com.cn/fiber-optic-mpo24-no-pins-to-2xmpo12-no-pins-om4-50-125um-multimode-lszh-jacket-aqua-5-meter
MPF24-MPF212OM5R-1 | MPO24无引脚到2xMPO12无引脚，OM5 50 / 125um多模，ONFR护套，柠檬绿，1米 | 301.93 | https://www.l-com.cn/fiber-optic-mpo24-no-pins-to-2xmpo12-no-pins-om5-50-125um-multimode-onfr-jacket-lime-green-1-meter
MPF24-MPF212OM5R-3 | MPO24无引脚到2xMPO12无引脚，OM5 50 / 125um多模，ONFR护套，柠檬绿，3米 | 400.52 | https://www.l-com.cn/fiber-optic-mpo24-no-pins-to-2xmpo12-no-pins-om5-50-125um-multimode-onfr-jacket-lime-green-3-meter
MPF24-MPF212OM5R-5 | MPO24无引脚到2xMPO12无引脚，OM5 50 / 125um多模，ONFR护套，柠檬绿，5米 | 499.12 | https://www.l-com.cn/fiber-optic-mpo24-no-pins-to-2xmpo12-no-pins-om5-50-125um-multimode-onfr-jacket-lime-green-5-meter
MPF24-MPF212OM5Z-1 | MPO24无引脚到2xMPO12无引脚，OM5 50 / 125um多模，LSZH护套，柠檬绿，1米 | 301.93 | https://www.l-com.cn/fiber-optic-mpo24-no-pins-to-2xmpo12-no-pins-om5-50-125um-multimode-lszh-jacket-lime-green-1-meter
MPF24-MPF212OM5Z-3 | MPO24无引脚到2xMPO12无引脚，OM5 50 / 125um多模，LSZH护套，柠檬绿，3米 | 400.52 | https://www.l-com.cn/fiber-optic-mpo24-no-pins-to-2xmpo12-no-pins-om5-50-125um-multimode-lszh-jacket-lime-green-3-meter
MPF24-MPF212OM5Z-5 | MPO24无引脚到2xMPO12无引脚，OM5 50 / 125um多模，LSZH护套，柠檬绿，5米 | 499.12 | https://www.l-com.cn/fiber-optic-mpo24-no-pins-to-2xmpo12-no-pins-om5-50-125um-multimode-lszh-jacket-lime-green-5-meter
MPF24-MPF308OM3R-1 | MPO24无引脚至3xMPO8带引脚，OM3 50 / 125um多模，ONFR护套，水蓝色，1米 | 338.33 | https://www.l-com.cn/fiber-optic-mpo24-no-pins-to-3xmpo8-no-pins-om3-50-125um-multimode-onfr-jacket-aqua-1-meter
MPF24-MPF308OM3R-3 | MPO24无引脚至3xMPO8带引脚，OM3 50 / 125um多模，ONFR护套，水蓝色，3米 | 390.43 | https://www.l-com.cn/fiber-optic-mpo24-no-pins-to-3xmpo8-no-pins-om3-50-125um-multimode-onfr-jacket-aqua-3-meter
MPF24-MPF308OM3R-5 | MPO24无引脚至3xMPO8带引脚，OM3 50 / 125um多模，ONFR护套，水蓝色，5米 | 442.54 | https://www.l-com.cn/fiber-optic-mpo24-no-pins-to-3xmpo8-no-pins-om3-50-125um-multimode-onfr-jacket-aqua-5-meter
MPF24-MPF308OM3Z-1 | MPO24无引脚至3xMPO8带引脚，OM3 50 / 125um多模，LSZH护套，水蓝色，1米 | 338.33 | https://www.l-com.cn/fiber-optic-mpo24-no-pins-to-3xmpo8-no-pins-om3-50-125um-multimode-lszh-jacket-aqua-1-meter
MPF24-MPF308OM3Z-3 | MPO24无引脚至3xMPO8带引脚，OM3 50 / 125um多模，LSZH护套，水蓝色，3米 | 390.43 | https://www.l-com.cn/fiber-optic-mpo24-no-pins-to-3xmpo8-no-pins-om3-50-125um-multimode-lszh-jacket-aqua-3-meter
MPF24-MPF308OM3Z-5 | MPO24无引脚至3xMPO8带引脚，OM3 50 / 125um多模，LSZH护套，水蓝色，5米 | 442.55 | https://www.l-com.cn/fiber-optic-mpo24-no-pins-to-3xmpo8-no-pins-om3-50-125um-multimode-lszh-jacket-aqua-5-meter
MPF24-MPF308OM4R-1 | MPO24无引脚至3xMPO8带引脚，OM4 50 / 125um多模，ONFR护套，水蓝色，1米 | 356.58 | https://www.l-com.cn/fiber-optic-mpo24-no-pins-to-3xmpo8-no-pins-om4-50-125um-multimode-onfr-jacket-aqua-1-meter
MPF24-MPF308OM4R-3 | MPO24无引脚至3xMPO8带引脚，OM4 50 / 125um多模，ONFR护套，水蓝色，3米 | 445.23 | https://www.l-com.cn/fiber-optic-mpo24-no-pins-to-3xmpo8-no-pins-om4-50-125um-multimode-onfr-jacket-aqua-3-meter
MPF24-MPF308OM4R-5 | MPO24无引脚至3xMPO8带引脚，OM4 50 / 125um多模，ONFR护套，水蓝色，5米 | 533.86 | https://www.l-com.cn/fiber-optic-mpo24-no-pins-to-3xmpo8-no-pins-om4-50-125um-multimode-onfr-jacket-aqua-5-meter
MPF24-MPF308OM4Z-1 | MPO24无引脚至3xMPO8带引脚，OM4 50 / 125um多模，LSZH护套，水蓝色，1米 | 356.59 | https://www.l-com.cn/fiber-optic-mpo24-no-pins-to-3xmpo8-no-pins-om4-50-125um-multimode-lszh-jacket-aqua-1-meter
MPF24-MPF308OM4Z-3 | MPO24无引脚至3xMPO8带引脚，OM4 50 / 125um多模，LSZH护套，水蓝色，3米 | 445.22 | https://www.l-com.cn/fiber-optic-mpo24-no-pins-to-3xmpo8-no-pins-om4-50-125um-multimode-lszh-jacket-aqua-3-meter
MPF24-MPF308OM4Z-5 | MPO24无引脚至3xMPO8带引脚，OM4 50 / 125um多模，LSZH护套，水蓝色，5米 | 533.86 | https://www.l-com.cn/fiber-optic-mpo24-no-pins-to-3xmpo8-no-pins-om4-50-125um-multimode-lszh-jacket-aqua-5-meter
MPF24-MPF308OM5R-1 | MPO24无引脚到3xMPO8带引脚，OM5 50 / 125um多模，ONFR护套，柠檬绿，1米 | 377.03 | https://www.l-com.cn/fiber-optic-mpo24-no-pins-to-3xmpo8-no-pins-om5-50-125um-multimode-onfr-jacket-lime-green-1-meter
MPF24-MPF308OM5R-3 | MPO24无引脚到3xMPO8带引脚，OM5 50 / 125um多模，ONFR护套，柠檬绿，3米 | 475.62 | https://www.l-com.cn/fiber-optic-mpo24-no-pins-to-3xmpo8-no-pins-om5-50-125um-multimode-onfr-jacket-lime-green-3-meter
MPF24-MPF308OM5R-5 | MPO24无引脚到3xMPO8带引脚，OM5 50 / 125um多模，ONFR护套，柠檬绿，5米 | 574.22 | https://www.l-com.cn/fiber-optic-mpo24-no-pins-to-3xmpo8-no-pins-om5-50-125um-multimode-onfr-jacket-lime-green-5-meter
MPF24-MPF308OM5Z-1 | MPO24无引脚到3xMPO8带引脚，OM5 50 / 125um多模，LSZH护套，柠檬绿，1米 | 377.02 | https://www.l-com.cn/fiber-optic-mpo24-no-pins-to-3xmpo8-no-pins-om5-50-125um-multimode-lszh-jacket-lime-green-1-meter
MPF24-MPF308OM5Z-3 | MPO24无引脚到3xMPO8带引脚，OM5 50 / 125um多模，LSZH护套，柠檬绿，3米 | 475.63 | https://www.l-com.cn/fiber-optic-mpo24-no-pins-to-3xmpo8-no-pins-om5-50-125um-multimode-lszh-jacket-lime-green-3-meter
MPF24-MPF308OM5Z-5 | MPO24无引脚到3xMPO8带引脚，OM5 50 / 125um多模，LSZH护套，柠檬绿，5米 | 574.22 | https://www.l-com.cn/fiber-optic-mpo24-no-pins-to-3xmpo8-no-pins-om5-50-125um-multimode-lszh-jacket-lime-green-5-meter
MPF24OM3-09LCR-1 | 无导针MPO/LC扇出，0.9mm直径，24芯，多模OM3 50/125μm，OFNR护套，青色，1米 | 356.5626 | https://www.l-com.cn/mpo-w-o-pins-to-lc-fan-out-09mm-diameter-24-fiber-om3-50-125um-multimode-ofnr-jacket-aqua-1-meter
MPF24OM3-09LCR-10 | 无导针MPO/LC扇出，0.9mm直径，24芯，多模OM3 50/125μm，OFNR护套，青色，10米 | 515.516 | https://www.l-com.cn/mpo-w-o-pins-to-lc-fan-out-09mm-diameter-24-fiber-om3-50-125um-multimode-ofnr-jacket-aqua-10-meter
MPF24OM3-09LCR-3 | 无导针MPO/LC扇出，0.9mm直径，24芯，多模OM3 50/125μm，OFNR护套，青色，3米 | 392.9957 | https://www.l-com.cn/mpo-w-o-pins-to-lc-fan-out-09mm-diameter-24-fiber-om3-50-125um-multimode-ofnr-jacket-aqua-3-meter
MPF24OM3-09LCR-5 | 无导针MPO/LC扇出，0.9mm直径，24芯，多模OM3 50/125μm，OFNR护套，青色，5米 | 429.4224 | https://www.l-com.cn/mpo-w-o-pins-to-lc-fan-out-09mm-diameter-24-fiber-om3-50-125um-multimode-ofnr-jacket-aqua-5-meter
MPF24OM3-20LCR-1 | 无导针MPO/LC扇出，2mm直径，24芯，多模OM3 50/125μm，OFNR护套，青色，1米 | 404.712 | https://www.l-com.cn/mpo-w-o-pins-to-lc-fan-out-20mm-diameter-24-fiber-om3-50-125um-multimode-ofnr-jacket-aqua-1-meter
MPF24OM3-20LCR-10 | 无导针MPO/LC扇出，2mm直径，24芯，多模OM3 50/125μm，OFNR护套，青色，10米 | 536.18 | https://www.l-com.cn/mpo-w-o-pins-to-lc-fan-out-20mm-diameter-24-fiber-om3-50-125um-multimode-ofnr-jacket-aqua-10-meter
MPF24OM3-20LCR-3 | 无导针MPO/LC扇出，2mm直径，24芯，多模OM3 50/125μm，OFNR护套，青色，3米 | 441.144 | https://www.l-com.cn/mpo-w-o-pins-to-lc-fan-out-20mm-diameter-24-fiber-om3-50-125um-multimode-ofnr-jacket-aqua-3-meter
MPF24OM3-20LCR-5 | 无导针MPO/LC扇出，2mm直径，24芯，多模OM3 50/125μm，OFNR护套，青色，5米 | 477.576 | https://www.l-com.cn/mpo-w-o-pins-to-lc-fan-out-20mm-diameter-24-fiber-om3-50-125um-multimode-ofnr-jacket-aqua-5-meter
MPF24OM4-09LCR-1 | 无导针MPO/LC扇出，0.9mm直径，24芯，多模OM4 50/125μm，OFNR护套，青色，1米 | 381.1896 | https://www.l-com.cn/mpo-w-o-pins-to-lc-fan-out-09mm-diameter-24-fiber-om4-50-125um-multimode-ofnr-jacket-aqua-1-meter
MPF24OM4-09LCR-10 | 无导针MPO/LC扇出，0.9mm直径，24芯，多模OM4 50/125μm，OFNR护套，青色，10米 | 668.052 | https://www.l-com.cn/mpo-w-o-pins-to-lc-fan-out-09mm-diameter-24-fiber-om4-50-125um-multimode-ofnr-jacket-aqua-10-meter
MPF24OM4-09LCR-3 | 无导针MPO/LC扇出，0.9mm直径，24芯，多模OM4 50/125μm，OFNR护套，青色，3米 | 444.9456 | https://www.l-com.cn/mpo-w-o-pins-to-lc-fan-out-09mm-diameter-24-fiber-om4-50-125um-multimode-ofnr-jacket-aqua-3-meter
MPF24OM4-09LCR-5 | 无导针MPO/LC扇出，0.9mm直径，24芯，多模OM4 50/125μm，OFNR护套，青色，5米 | 508.7016 | https://www.l-com.cn/mpo-w-o-pins-to-lc-fan-out-09mm-diameter-24-fiber-om4-50-125um-multimode-ofnr-jacket-aqua-5-meter
MPF24OM4-20LCR-1 | 无导针MPO/LC扇出，2mm直径，24芯，多模OM4 50/125μm，OFNR护套，青色，1米 | 429.3432 | https://www.l-com.cn/mpo-w-o-pins-to-lc-fan-out-20mm-diameter-24-fiber-om4-50-125um-multimode-ofnr-jacket-aqua-1-meter
MPF24OM4-20LCR-10 | 无导针MPO/LC扇出，2mm直径，24芯，多模OM4 50/125μm，OFNR护套，青色，10米 | 515.516 | https://www.l-com.cn/mpo-w-o-pins-to-lc-fan-out-20mm-diameter-24-fiber-om4-50-125um-multimode-ofnr-jacket-aqua-10-meter
MPF24OM4-20LCR-3 | 无导针MPO/LC扇出，2mm直径，24芯，多模OM4 50/125μm，OFNR护套，青色，3米 | 493.0939 | https://www.l-com.cn/mpo-w-o-pins-to-lc-fan-out-20mm-diameter-24-fiber-om4-50-125um-multimode-ofnr-jacket-aqua-3-meter
MPF24OM4-20LCR-5 | 无导针MPO/LC扇出，2mm直径，24芯，多模OM4 50/125μm，OFNR护套，青色，5米 | 515.516 | https://www.l-com.cn/mpo-w-o-pins-to-lc-fan-out-20mm-diameter-24-fiber-om4-50-125um-multimode-ofnr-jacket-aqua5-meter
MPF24OS2-09LCR-1 | 无导针MPO/LC扇出，0.9mm直径，24芯，单模OS2 9/125μm，OFNR护套，青色，1米 | 373.5864 | https://www.l-com.cn/mpo-w-o-pins-to-lc-fan-out-09mm-diameter-24-fiber-os2-9-125um-single-mode-ofnr-jacket-aqua-1-meter
MPF24OS2-09LCR-10 | 无导针MPO/LC扇出，0.9mm直径，24芯，单模OS2 9/125μm，OFNR护套，青色，10米 | 465.3 | https://www.l-com.cn/mpo-w-o-pins-to-lc-fan-out-09mm-diameter-24-fiber-os2-9-125um-single-mode-ofnr-jacket-aqua-10-meter
MPF24OS2-09LCR-3 | 无导针MPO/LC扇出，0.9mm直径，24芯，单模OS2 9/125μm，OFNR护套，青色，3米 | 394.0042 | https://www.l-com.cn/mpo-w-o-pins-to-lc-fan-out-09mm-diameter-24-fiber-os2-9-125um-single-mode-ofnr-jacket-aqua3-meter
MPF24OS2-09LCR-5 | 无导针MPO/LC扇出，0.9mm直径，24芯，单模OS2 9/125μm，OFNR护套，青色，5米 | 414.3744 | https://www.l-com.cn/mpo-w-o-pins-to-lc-fan-out-09mm-diameter-24-fiber-os2-9-125um-single-mode-ofnr-jacket-aqua-5-meter
MPF24OS2-20LCR-1 | 无导针MPO/LC扇出，2mm直径，24芯，单模OS2 9/125μm，OFNR护套，青色，1米 | 421.74 | https://www.l-com.cn/mpo-w-o-pins-to-lc-fan-out-20mm-diameter-24-fiberos2-9-125um-single-mode-ofnr-jacket-aqua-1-meter
MPF24OS2-20LCR-10 | 无导针MPO/LC扇出，2mm直径，24芯，单模OS2 9/125μm，OFNR护套，青色，10米 | 513.4536 | https://www.l-com.cn/mpo-w-o-pins-to-lc-fan-out-20mm-diameter-24-fiber-os2-9-125um-single-mode-ofnr-jacket-aqua-10-meter
MPF24OS2-20LCR-3 | 无导针MPO/LC扇出，2mm直径，24芯，单模OS2 9/125μm，OFNR护套，青色，3米 | 442.1736 | https://www.l-com.cn/mpo-w-o-pins-to-lc-fan-out-20mm-diameter-24-fiber-os2-9-125um-single-mode-ofnr-jacket-aqua-3-meter
MPF24OS2-20LCR-5 | 无导针MPO/LC扇出，2mm直径，24芯，单模OS2 9/125μm，OFNR护套，青色，5米 | 462.528 | https://www.l-com.cn/mpo-w-o-pins-to-lc-fan-out-20mm-diameter-24-fiber-os2-9-125um-single-mode-ofnr-jacket-aqua-5-meter
MPF308-MPF212OM3R-1 | 3xMPO8无引脚到2xMPO12无引脚，OM3 50 / 125um多模，ONFR护套，水蓝色，1米 | 380.47 | https://www.l-com.cn/fiber-optic-3xmpo8-no-pins-to-2xmpo12-no-pins-om3-50-125um-multimode-onfr-jacket-aqua-1-meter
MPF308-MPF212OM3R-3 | 3xMPO8无引脚到2xMPO12无引脚，OM3 50 / 125um多模，ONFR护套，水蓝色，3米 | 432.58 | https://www.l-com.cn/fiber-optic-3xmpo8-no-pins-to-2xmpo12-no-pins-om3-50-125um-multimode-onfr-jacket-aqua-3-meter
MPF308-MPF212OM3R-5 | 3xMPO8无引脚到2xMPO12无引脚，OM3 50 / 125um多模，ONFR护套，水蓝色，5米 | 484.69 | https://www.l-com.cn/fiber-optic-3xmpo8-no-pins-to-2xmpo12-no-pins-om3-50-125um-multimode-onfr-jacket-aqua-5-meter
MPF308-MPF212OM3Z-1 | 3xMPO8无引脚到2xMPO12无引脚，OM3 50 / 125um多模，LSZH护套，水蓝色，1米 | 380.47 | https://www.l-com.cn/fiber-optic-3xmpo8-no-pins-to-2xmpo12-no-pins-om3-50-125um-multimode-lszh-jacket-aqua-1-meter
MPF308-MPF212OM3Z-3 | 3xMPO8无引脚到2xMPO12无引脚，OM3 50 / 125um多模，LSZH护套，水蓝色，3米 | 432.58 | https://www.l-com.cn/fiber-optic-3xmpo8-no-pins-to-2xmpo12-no-pins-om3-50-125um-multimode-lszh-jacket-aqua-3-meter
MPF308-MPF212OM3Z-5 | 3xMPO8无引脚到2xMPO12无引脚，OM3 50 / 125um多模，LSZH护套，水蓝色，5米 | 484.69 | https://www.l-com.cn/fiber-optic-3xmpo8-no-pins-to-2xmpo12-no-pins-om3-50-125um-multimode-lszh-jacket-aqua-5-meter
MPF308-MPF212OM4R-1 | 3xMPO8无引脚到2xMPO12无引脚，OM4 50 / 125um多模，ONFR护套，水蓝色，1米 | 398.74 | https://www.l-com.cn/fiber-optic-3xmpo8-no-pins-to-2xmpo12-no-pins-om4-50-125um-multimode-onfr-jacket-aqua-1-meter
MPF308-MPF212OM4R-3 | 3xMPO8无引脚到2xMPO12无引脚，OM4 50 / 125um多模，ONFR护套，水蓝色，3米 | 487.37 | https://www.l-com.cn/fiber-optic-3xmpo8-no-pins-to-2xmpo12-no-pins-om4-50-125um-multimode-onfr-jacket-aqua-3-meter
MPF308-MPF212OM4R-5 | 3xMPO8无引脚到2xMPO12无引脚，OM4 50 / 125um多模，ONFR护套，水蓝色，5米 | 576.01 | https://www.l-com.cn/fiber-optic-3xmpo8-no-pins-to-2xmpo12-no-pins-om4-50-125um-multimode-onfr-jacket-aqua-5-meter
MPF308-MPF212OM4Z-1 | 3xMPO8无引脚到2xMPO12无引脚，OM4 50 / 125um多模，LSZH护套，水蓝色，1米 | 398.73 | https://www.l-com.cn/fiber-optic-3xmpo8-no-pins-to-2xmpo12-no-pins-om4-50-125um-multimode-lszh-jacket-aqua-1-meter
MPF308-MPF212OM4Z-3 | 3xMPO8无引脚到2xMPO12无引脚，OM4 50 / 125um多模，LSZH护套，水蓝色，3米 | 487.37 | https://www.l-com.cn/fiber-optic-3xmpo8-no-pins-to-2xmpo12-no-pins-om4-50-125um-multimode-lszh-jacket-aqua-3-meter
MPF308-MPF212OM4Z-5 | 3xMPO8无引脚到2xMPO12无引脚，OM4 50 / 125um多模，LSZH护套，水蓝色，5米 | 576.01 | https://www.l-com.cn/fiber-optic-3xmpo8-no-pins-to-2xmpo12-no-pins-om4-50-125um-multimode-lszh-jacket-aqua-5-meter
MPF308-MPF212OM5R-1 | 3xMPO8无引脚到2xMPO12无引脚，OM5 50 / 125um多模，ONFR护套，柠檬绿，1米 | 424.79 | https://www.l-com.cn/fiber-optic-3xmpo8-no-pins-to-2xmpo12-no-pins-om5-50-125um-multimode-onfr-jacket-lime-green-1-meter
MPF308-MPF212OM5R-3 | 3xMPO8无引脚到2xMPO12无引脚，OM5 50 / 125um多模，ONFR护套，柠檬绿，3米 | 523.39 | https://www.l-com.cn/fiber-optic-3xmpo8-no-pins-to-2xmpo12-no-pins-om5-50-125um-multimode-onfr-jacket-lime-green-3-meter
MPF308-MPF212OM5R-5 | 3xMPO8无引脚到2xMPO12无引脚，OM5 50 / 125um多模，ONFR护套，柠檬绿，5米 | 621.99 | https://www.l-com.cn/fiber-optic-3xmpo8-no-pins-to-2xmpo12-no-pins-om5-50-125um-multimode-onfr-jacket-lime-green-5-meter
MPF308-MPF212OM5Z-1 | 3xMPO8无引脚到2xMPO12无引脚，OM5 50 / 125um多模，LSZH护套，柠檬绿，1米 | 424.79 | https://www.l-com.cn/fiber-optic-3xmpo8-no-pins-to-2xmpo12-no-pins-om5-50-125um-multimode-lszh-jacket-lime-green-1-meter
MPF308-MPF212OM5Z-3 | 3xMPO8无引脚到2xMPO12无引脚，OM5 50 / 125um多模，LSZH护套，柠檬绿，3米 | 523.39 | https://www.l-com.cn/fiber-optic-3xmpo8-no-pins-to-2xmpo12-no-pins-om5-50-125um-multimode-lszh-jacket-lime-green-3-meter
MPF308-MPF212OM5Z-5 | 3xMPO8无引脚到2xMPO12无引脚，OM5 50 / 125um多模，LSZH护套，柠檬绿，5米 | 621.98 | https://www.l-com.cn/fiber-optic-3xmpo8-no-pins-to-2xmpo12-no-pins-om5-50-125um-multimode-lszh-jacket-lime-green-5-meter
MPFF12OM2-1 | MPO w/o pins to MPO w/o pins, 12 Fiber Ribbon, OM2 50/125 Multimode, OFNR Jacket, Orange, 1.0m | 123.5 | https://www.l-com.cn/fiber-optic-mpo-w-o-pins-to-mpo-w-o-pins-12-fiber-ribbon-om2-50-125-multimode-ofnr-jacket-orange-10m
MPFF12OM2-10 | MPO w/o pins to MPO w/o pins, 12 Fiber Ribbon, OM2 50/125 Multimode, OFNR Jacket, Orange, 10.0m | 237.97 | https://www.l-com.cn/fiber-optic-mpo-w-o-pins-to-mpo-w-o-pins-12-fiber-ribbon-om2-50-125-multimode-ofnr-jacket-orange-100m
MPFF12OM2-25 | 无导针MPO/无导针MPO，12芯光纤带，OM2 50/125多模，OFNR护套，橙，25米 | 365.91 | https://www.l-com.cn/fiber-optic-mpo-w-o-pins-to-mpo-w-o-pins-12-fiber-ribbon-om2-50-125-multimode-ofnr-jacket-orange-250m
MPFF12OM2-3 | MPO w/o pins to MPO w/o pins, 12 Fiber Ribbon, OM2 50/125 Multimode, OFNR Jacket, Orange, 3.0m | 148.93 | https://www.l-com.cn/fiber-optic-mpo-w-o-pins-to-mpo-w-o-pins-12-fiber-ribbon-om2-50-125-multimode-ofnr-jacket-orange-30m
MPFF12OM2-5 | MPO w/o pins to MPO w/o pins, 12 Fiber Ribbon, OM2 50/125 Multimode, OFNR Jacket, Orange, 5.0m | 174.33 | https://www.l-com.cn/fiber-optic-mpo-w-o-pins-to-mpo-w-o-pins-12-fiber-ribbon-om2-50-125-multimode-ofnr-jacket-orange-50m
MPFF12OM3-1 | MPO w/o pins to MPO w/o pins, 12 Fiber Ribbon, OM3 10G 50/125 Multimode, OFNR Jacket, Aqua, 1.0m | 136.18 | https://www.l-com.cn/fiber-optic-mpo-w-o-pins-to-mpo-w-o-pins-12-fiber-ribbon-om3-10g-50-125-multimode-ofnr-jacket-aqua-10m
MPFF12OM3-10 | MPO w/o pins to MPO w/o pins, 12 Fiber Ribbon, OM3 10G 50/125 Multimode, OFNR Jacket, Aqua, 10.0m | 365.21 | https://www.l-com.cn/fiber-optic-mpo-w-o-pins-to-mpo-w-o-pins-12-fiber-ribbon-om3-10g-50-125-multimode-ofnr-jacket-aqua-100m
MPFF12OM3-25 | 无导针MPO/无导针MPO，12芯光纤带，OM3 10G 50/125多模，OFNR护套，天蓝，25米 | 637.32 | https://www.l-com.cn/fiber-optic-mpo-w-o-pins-to-mpo-w-o-pins-12-fiber-ribbon-om3-10g-50-125-multimode-ofnr-jacket-aqua-250m
MPFF12OM3-3 | MPO w/o pins to MPO w/o pins, 12 Fiber Ribbon, OM3 10G 50/125 Multimode, OFNR Jacket, Aqua, 3.0m | 187.08 | https://www.l-com.cn/fiber-optic-mpo-w-o-pins-to-mpo-w-o-pins-12-fiber-ribbon-om3-10g-50-125-multimode-ofnr-jacket-aqua-30m
MPFF12OM3-5 | MPO w/o pins to MPO w/o pins, 12 Fiber Ribbon, OM3 10G 50/125 Multimode, OFNR Jacket, Aqua, 5.0m | 237.98 | https://www.l-com.cn/fiber-optic-mpo-w-o-pins-to-mpo-w-o-pins-12-fiber-ribbon-om3-10g-50-125-multimode-ofnr-jacket-aqua-50m
MPFF12OM4-1 | MPO w/o pins to MPO w/o pins, 12 Fiber Ribbon, OM4 100G 50/125 Multimode, LSZH Jacket, Aqua, 1.0m | 149.97 | https://www.l-com.cn/fiber-optic-mpo-w-o-pins-to-mpo-w-o-pins-12-fiber-ribbon-om4-100g-50-125-multimode-lszh-jacket-aqua-10m
MPFF12OM4-10 | MPO w/o pins to MPO w/o pins, 12 Fiber Ribbon, OM4 100G 50/125 Multimode, LSZH Jacket, Aqua, 10.0m | 502.9 | https://www.l-com.cn/fiber-optic-mpo-w-o-pins-to-mpo-w-o-pins-12-fiber-ribbon-om4-100g-50-125-multimode-lszh-jacket-aqua-100m
MPFF12OM4-25 | 无导针MPO/无导针MPO，12芯光纤带，OM4 100G 50/125多模，低烟无卤护套，天蓝，25米 | 1091.06 | https://www.l-com.cn/fiber-optic-mpo-w-o-pins-to-mpo-w-o-pins-12-fiber-ribbon-om4-100g-50-125-multimode-lszh-jacket-aqua-250m
MPFF12OM4-3 | MPO w/o pins to MPO w/o pins, 12 Fiber Ribbon, OM4 100G 50/125 Multimode, LSZH Jacket, Aqua, 3.0m | 228.36 | https://www.l-com.cn/fiber-optic-mpo-w-o-pins-to-mpo-w-o-pins-12-fiber-ribbon-om4-100g-50-125-multimode-lszh-jacket-aqua-30m
MPFF12S-1 | MPO w/o pins to MPO w/o pins, 12 Fiber Ribbon, 9/125 Singlemode, OFNR Jacket, Yellow, 1.0m | 150.38 | https://www.l-com.cn/fiber-optic-mpo-w-o-pins-to-mpo-w-o-pins-12-fiber-ribbon-9-125-singlemode-ofnr-jacket-yellow-10m
MPFF12S-10 | MPO w/o pins to MPO w/o pins, 12 Fiber Ribbon, 9/125 Singlemode, OFNR Jacket, Yellow, 10.0m | 237.98 | https://www.l-com.cn/fiber-optic-mpo-w-o-pins-to-mpo-w-o-pins-12-fiber-ribbon-9-125-singlemode-ofnr-jacket-yellow-100m
MPFF12S-100 | 无导针MPO/无导针MPO，12芯光纤带，9/125单模，OFNR护套，黄，100米 | 950.22 | https://www.l-com.cn/fiber-optic-mpo-w-o-pins-to-mpo-w-o-pins-12-fiber-ribbon-9-125-singlemode-ofnr-jacket-yellow-1000m
MPFF12S-25 | 无导针MPO/无导针MPO，12芯光纤带，9/125单模，OFNR护套，黄，25米 | 383.89 | https://www.l-com.cn/fiber-optic-mpo-w-o-pins-to-mpo-w-o-pins-12-fiber-ribbon-9-125-singlemode-ofnr-jacket-yellow-250m
MPFF12S-3 | MPO w/o pins to MPO w/o pins, 12 Fiber Ribbon, 9/125 Singlemode, OFNR Jacket, Yellow, 3.0m | 169.89 | https://www.l-com.cn/fiber-optic-mpo-w-o-pins-to-mpo-w-o-pins-12-fiber-ribbon-9-125-singlemode-ofnr-jacket-yellow-30m
MPFF12S-5 | MPO w/o pins to MPO w/o pins, 12 Fiber Ribbon, 9/125 Singlemode, OFNR Jacket, Yellow, 5.0m | 189.33 | https://www.l-com.cn/fiber-optic-mpo-w-o-pins-to-mpo-w-o-pins-12-fiber-ribbon-9-125-singlemode-ofnr-jacket-yellow-50m
MPFF12S-50 | 无导针MPO/无导针MPO，12芯光纤带，9/125单模，OFNR护套，黄，50米 | 627.06 | https://www.l-com.cn/fiber-optic-mpo-w-o-pins-to-mpo-w-o-pins-12-fiber-ribbon-9-125-singlemode-ofnr-jacket-yellow-500m
MPFF24OM3-1 | MPO w/o pins to MPO w/o pins, 24 Fiber Round, OM3 10G 50/125 Multimode, LSZH Jacket, Aqua, 1.0m | 264 | https://www.l-com.cn/fiber-optic-mpo-w-o-pins-to-mpo-w-o-pins-24-fiber-round-om3-10g-50-125-multimode-lszh-jacket-aqua-10m
MPFF24OM3-10 | MPO w/o pins to MPO w/o pins, 24 Fiber Round, OM3 10G 50/125 Multimode, LSZH Jacket, Aqua, 10.0m | 538.8 | https://www.l-com.cn/fiber-optic-mpo-w-o-pins-to-mpo-w-o-pins-24-fiber-round-om3-10g-50-125-multimode-lszh-jacket-aqua-100m
MPFF24OM3-3 | MPO w/o pins to MPO w/o pins, 24 Fiber Round, OM3 10G 50/125 Multimode, LSZH Jacket, Aqua, 3.0m | 325.05 | https://www.l-com.cn/fiber-optic-mpo-w-o-pins-to-mpo-w-o-pins-24-fiber-round-om3-10g-50-125-multimode-lszh-jacket-aqua-30m
MPFF24OM3-5 | MPO w/o pins to MPO w/o pins, 24 Fiber Round, OM3 10G 50/125 Multimode, LSZH Jacket, Aqua, 5.0m | 386.11 | https://www.l-com.cn/fiber-optic-mpo-w-o-pins-to-mpo-w-o-pins-24-fiber-round-om3-10g-50-125-multimode-lszh-jacket-aqua-50m
MPFF24OM4-1 | MPO w/o pins to MPO w/o pins, 24 Fiber Round, OM4 100G 50/125 Multimode, LSZH Jacket, Aqua, 1.0m | 285.42 | https://www.l-com.cn/fiber-optic-mpo-w-o-pins-to-mpo-w-o-pins-24-fiber-round-om4-100g-50-125-multimode-lszh-jacket-aqua-10m
MPFF24OM4-10 | MPO w/o pins to MPO w/o pins, 24 Fiber Round, OM4 100G 50/125 Multimode, LSZH Jacket, Aqua, 10.0m | 752.81 | https://www.l-com.cn/fiber-optic-mpo-w-o-pins-to-mpo-w-o-pins-24-fiber-round-om4-100g-50-125-multimode-lszh-jacket-aqua-100m
MPFF24OM4-3 | MPO w/o pins to MPO w/o pins, 24 Fiber Round, OM4 100G 50/125 Multimode, LSZH Jacket, Aqua, 3.0m | 389.28 | https://www.l-com.cn/fiber-optic-mpo-w-o-pins-to-mpo-w-o-pins-24-fiber-round-om4-100g-50-125-multimode-lszh-jacket-aqua-30m
MPFF24OM4-5 | MPO w/o pins to MPO w/o pins, 24 Fiber Round, OM4 100G 50/125 Multimode, LSZH Jacket, Aqua, 5.0m | 493.14 | https://www.l-com.cn/fiber-optic-mpo-w-o-pins-to-mpo-w-o-pins-24-fiber-round-om4-100g-50-125-multimode-lszh-jacket-aqua-50m
MPFF40G-01 | MPO母头/MPO母头，OM3 40G 50/125多模圆线，OFNR护套，天蓝，1米 | 123.9 | https://www.l-com.cn/fiber-optic-mpo-female-to-mpo-female-om3-40g-50-125-multimode-round-cable-ofnr-jacket-aqua-10m
MPFF40G-02 | MPO母头/MPO母头，OM3 40G 50/125多模圆线，OFNR护套，天蓝，2米 | 137.11 | https://www.l-com.cn/fiber-optic-mpo-female-to-mpo-female-om3-40g-50-125-multimode-round-cable-ofnr-jacket-aqua-20m
MPFF40G-03 | MPO母头/MPO母头，OM3 40G 50/125多模圆线，OFNR护套，天蓝，3米 | 150.25 | https://www.l-com.cn/fiber-optic-mpo-female-to-mpo-female-om3-40g-50-125-multimode-round-cable-ofnr-jacket-aqua-30m
MPFF40G-05 | MPO母头/MPO母头，OM3 40G 50/125多模圆线，OFNR护套，天蓝，5米 | 176.58 | https://www.l-com.cn/fiber-optic-mpo-female-to-mpo-female-om3-40g-50-125-multimode-round-cable-ofnr-jacket-aqua-50m
MPFF6OM2-1 | MPO w/o pins to MPO w/o pins, 6 Fiber Ribbon, OM2 50/125 Multimode, OFNR Jacket, Orange, 1.0m | 122.38 | https://www.l-com.cn/fiber-optic-mpo-w-o-pins-to-mpo-w-o-pins-6-fiber-ribbon-om2-50-125-multimode-ofnr-jacket-orange-10m
MPFF6OM2-10 | MPO w/o pins to MPO w/o pins, 6 Fiber Ribbon, OM2 50/125 Multimode, OFNR Jacket, Orange, 10.0m | 226.75 | https://www.l-com.cn/fiber-optic-mpo-w-o-pins-to-mpo-w-o-pins-6-fiber-ribbon-om2-50-125-multimode-ofnr-jacket-orange-100m
MPFF6OM2-3 | MPO w/o pins to MPO w/o pins, 6 Fiber Ribbon, OM2 50/125 Multimode, OFNR Jacket, Orange, 3.0m | 145.55 | https://www.l-com.cn/fiber-optic-mpo-w-o-pins-to-mpo-w-o-pins-6-fiber-ribbon-om2-50-125-multimode-ofnr-jacket-orange-30m
MPFF6OM2-5 | MPO w/o pins to MPO w/o pins, 6 Fiber Ribbon, OM2 50/125 Multimode, OFNR Jacket, Orange, 5.0m | 168.75 | https://www.l-com.cn/fiber-optic-mpo-w-o-pins-to-mpo-w-o-pins-6-fiber-ribbon-om2-50-125-multimode-ofnr-jacket-orange-50m
MPFF6OM3-1 | MPO w/o pins to MPO w/o pins, 6 Fiber Ribbon, OM3 10G 50/125 Multimode, OFNR Jacket, Aqua, 1.0m | 132.92 | https://www.l-com.cn/fiber-optic-mpo-w-o-pins-to-mpo-w-o-pins-6-fiber-ribbon-om3-10g-50-125-multimode-ofnr-jacket-aqua-10m
MPFF6OM3-10 | MPO w/o pins to MPO w/o pins, 6 Fiber Ribbon, OM3 10G 50/125 Multimode, OFNR Jacket, Aqua, 10.0m | 332.28 | https://www.l-com.cn/fiber-optic-mpo-w-o-pins-to-mpo-w-o-pins-6-fiber-ribbon-om3-10g-50-125-multimode-ofnr-jacket-aqua-100m
MPFF6OM3-3 | MPO w/o pins to MPO w/o pins, 6 Fiber Ribbon, OM3 10G 50/125 Multimode, OFNR Jacket, Aqua, 3.0m | 177.18 | https://www.l-com.cn/fiber-optic-mpo-w-o-pins-to-mpo-w-o-pins-6-fiber-ribbon-om3-10g-50-125-multimode-ofnr-jacket-aqua-30m
MPFF6OM3-5 | MPO w/o pins to MPO w/o pins, 6 Fiber Ribbon, OM3 10G 50/125 Multimode, OFNR Jacket, Aqua, 5.0m | 221.52 | https://www.l-com.cn/fiber-optic-mpo-w-o-pins-to-mpo-w-o-pins-6-fiber-ribbon-om3-10g-50-125-multimode-ofnr-jacket-aqua-50m
MPFF6S-1 | MPO w/o pins to MPO w/o pins, 6 Fiber Ribbon, 9/125 Singlemode, OFNR Jacket, Yellow, 1.0m | 148.93 | https://www.l-com.cn/fiber-optic-mpo-w-o-pins-to-mpo-w-o-pins-6-fiber-ribbon-9-125-singlemode-ofnr-jacket-yellow-10m
MPFF6S-10 | MPO w/o pins to MPO w/o pins, 6 Fiber Ribbon, 9/125 Singlemode, OFNR Jacket, Yellow, 10.0m | 222.99 | https://www.l-com.cn/fiber-optic-mpo-w-o-pins-to-mpo-w-o-pins-6-fiber-ribbon-9-125-singlemode-ofnr-jacket-yellow-100m
MPFF6S-3 | MPO w/o pins to MPO w/o pins, 6 Fiber Ribbon, 9/125 Singlemode, OFNR Jacket, Yellow, 3.0m | 165.37 | https://www.l-com.cn/fiber-optic-mpo-w-o-pins-to-mpo-w-o-pins-6-fiber-ribbon-9-125-singlemode-ofnr-jacket-yellow-30m
MPFF6S-5 | MPO w/o pins to MPO w/o pins, 6 Fiber Ribbon, 9/125 Singlemode, OFNR Jacket, Yellow, 5.0m | 181.84 | https://www.l-com.cn/fiber-optic-mpo-w-o-pins-to-mpo-w-o-pins-6-fiber-ribbon-9-125-singlemode-ofnr-jacket-yellow-50m
MPFF8OM3BZ-10 | MPO 无导针到 MPO 无导针，8 芯光纤，B 型，OM3 50 / 125um 多模，低烟无卤护套，天蓝色，10 米 | 209.3625 | https://www.l-com.cn/fiber-optic-mpo-no-pins-to-mpo-no-pins-8-fibertype-bom3-50-125um-multimode-lszh-jacket-aqua-10-meter
MPFF8OM3BZ-5 | MPO 无导针到 MPO 无到针，8 芯光纤，B 型，OM3 50 / 125um 多模，低烟无卤护套，天蓝色，5 米 | 152.5 | https://www.l-com.cn/fiber-optic-mpo-no-pins-to-mpo-no-pins-8-fibertype-bom3-50-125um-multimode-lszh-jacket-aqua-5-meter
MPFF8OM4BZ-10 | MPO 无导针到 MPO 无导针，8 芯光纤，B 型，OM4 50 / 125um 多模，低烟无卤护套，天蓝色，10 米 | 286.9025 | https://www.l-com.cn/fiber-optic-mpo-no-pins-to-mpo-no-pins-8-fibertype-bom4-50-125um-multimode-lszh-jacket-aqua-10-meter
MPM12OM1-FLC-5 | MPO公头/12条柔性LC扇出，12芯光纤带，OM1 62.5/125多模，OFNR护套，橙，5米 | 235.51 | https://www.l-com.cn/fiber-optic-mpo-male-to-12x-flex-lc-fan-out-12-fiber-ribbon-om1-625-125-multimode-ofnr-jacket-orange-50m
MPM12OM2-FLC-05 | MPO公头/12条柔性LC扇出，12芯光纤带，OM2 50/125多模，OFNR护套，橙，0.5米 | 218.74 | https://www.l-com.cn/fiber-optic-mpo-male-to-12x-flex-lc-fan-out-12-fiber-ribbon-om2-50-125-multimode-ofnr-jacket-orange-05m
MPM12OM2-FLC-1 | MPO公头/12条柔性LC扇出，12芯光纤带，OM2 50/125多模，OFNR护套，橙，1米 | 249.717 | https://www.l-com.cn/fiber-optic-mpo-male-to-12x-flex-lc-fan-out-12-fiber-ribbon-om2-50-125-multimode-ofnr-jacket-orange-10m
MPM12OM2-FLC-5 | MPO公头/12条柔性LC扇出，12芯光纤带，OM2 50/125多模，OFNR护套，橙，5米 | 306.163 | https://www.l-com.cn/fiber-optic-mpo-male-to-12x-flex-lc-fan-out-12-fiber-ribbon-om2-50-125-multimode-ofnr-jacket-orange-50m
MPM12OM2-LC-1 | MPO公头/12条LC扇出，12芯光纤带，OM2 50/125多模，OFNR护套，橙，1米 | 198.16 | https://www.l-com.cn/fiber-optic-mpo-male-to-12x-lc-fan-out-12-fiber-ribbon-om2-50-125-multimode-ofnr-jacket-orange-10m
MPM12OM2-LC-5 | MPO公头/12条LC扇出，12芯光纤带，OM2 50/125多模，OFNR护套，橙，5米 | 249.06 | https://www.l-com.cn/fiber-optic-mpo-male-to-12x-lc-fan-out-12-fiber-ribbon-om2-50-125-multimode-ofnr-jacket-orange-50m
MPM12OM2-ST-05 | 12芯光纤带，MPO公头/12条ST扇出，OM2 50/125多模，OFNR护套，橙，0.5米 | 163.67 | https://www.l-com.cn/fiber-optic-mpo-male-to-12x-st-fan-out-12-fiber-ribbon-om2-50-125-multimode-ofnr-jacket-orange-05m
MPM12OM2-ST-1 | 12芯光纤带，MPO公头/12条ST扇出，OM2 50/125多模，OFNR护套，橙，1米 | 169.1 | https://www.l-com.cn/fiber-optic-mpo-male-to-12x-st-fan-out-12-fiber-ribbon-om2-50-125-multimode-ofnr-jacket-orange-10m
MPM12OM2-ST-5 | 12芯光纤带，MPO公头/12条ST扇出，OM2 50/125多模，OFNR护套，橙，5米 | 249.07 | https://www.l-com.cn/fiber-optic-mpo-male-to-12x-st-fan-out-12-fiber-ribbon-om2-50-125-multimode-ofnr-jacket-orange-50m
MPM12OM3-09LCR-1 | 带导针MPO/LC扇出，0.9mm直径，12芯，多模OM4 50/125μm，OFNR护套，青色，1米 | 204.3202 | https://www.l-com.cn/mpo-w-pins-to-lc-fan-out-09mm-diameter-12-fiber-om3-50-125um-multimode-ofnr-jacket-aqua-1-meter
MPM12OM3-09LCR-10 | 带导针MPO/LC扇出，0.9mm直径，12芯，多模OM4 50/125μm，OFNR护套，青色，10米 | 286.308 | https://www.l-com.cn/mpo-w-pins-to-lc-fan-out-09mm-diameter-12-fiber-om3-50-125um-multimode-ofnr-jacket-aqua-10-meter
MPM12OM3-09LCR-3 | 带导针MPO/LC扇出，0.9mm直径，12芯，多模OM4 50/125μm，OFNR护套，青色，3米 | 222.5322 | https://www.l-com.cn/mpo-w-pins-to-lc-fan-out-09mm-diameter-12-fiber-om3-50-125um-multimode-ofnr-jacket-aqua-3-meter
MPM12OM3-09LCR-5 | 带导针MPO/LC扇出，0.9mm直径，12芯，多模OM4 50/125μm，OFNR护套，青色，5米 | 240.7482 | https://www.l-com.cn/mpo-w-pins-to-lc-fan-out-09mm-diameter-12-fiber-om3-50-125um-multimode-ofnr-jacket-aqua-5-meter
MPM12OM3-20LCR-1 | 带导针MPO/LC扇出，2mm直径，12芯，多模OM3 50/125μm，OFNR护套，青色，1米 | 228.4128 | https://www.l-com.cn/mpo-w-pins-to-lc-fan-out-20mm-diameter-12-fiber-om3-50-125um-multimode-ofnr-jacket-aqua-1-meter
MPM12OM3-20LCR-10 | 带导针MPO/LC扇出，2mm直径，12芯，多模OM3 50/125μm，OFNR护套，青色，10米 | 366.8184 | https://www.l-com.cn/mpo-w-pins-to-lc-fan-out-20mm-diameter-12-fiber-om3-50-125um-multimode-ofnr-jacket-aqua-10-meter
MPM12OM3-20LCR-3 | 带导针MPO/LC扇出，2mm直径，12芯，多模OM3 50/125μm，OFNR护套，青色，3米 | 246.6288 | https://www.l-com.cn/mpo-w-pins-to-lc-fan-out-20mm-diameter-12-fiber-om3-50-125um-multimode-ofnr-jacket-aqua-3-meter
MPM12OM3-20LCR-5 | 带导针MPO/LC扇出，2mm直径，12芯，多模OM3 50/125μm，OFNR护套，青色，5米 | 264.8448 | https://www.l-com.cn/mpo-w-pins-to-lc-fan-out-20mm-diameter-12-fiber-om3-50-125um-multimode-ofnr-jacket-aqua-5-meter
MPM12OM3-FLC-05 | MPO公头/12条柔性LC扇出，12芯光纤带，OM3 10G 50/125多模，OFNR护套，天蓝，0.5米 | 192.09 | https://www.l-com.cn/fiber-optic-mpo-male-to-12x-flex-lc-fan-out-12-fiber-ribbon-om3-10g-50-125-multimode-ofnr-jacket-aqua-05m
MPM12OM3-FLC-1 | MPO公头/12条柔性LC扇出，12芯光纤带，OM3 10G 50/125多模，OFNR护套，天蓝，1米 | 202.94 | https://www.l-com.cn/fiber-optic-mpo-male-to-12x-flex-lc-fan-out-12-fiber-ribbon-om3-10g-50-125-multimode-ofnr-jacket-aqua-10m
MPM12OM3-LC-05 | MPO公头/12条LC扇出，12芯光纤带，OM3 10G 50/125多模，OFNR护套，天蓝，0.5米 | 198.16 | https://www.l-com.cn/fiber-optic-mpo-male-to-12x-lc-fan-out-12-fiber-ribbon-om3-10g-50-125-multimode-ofnr-jacket-aqua-05m
MPM12OM3-LC-1 | MPO公头/12条LC扇出，12芯光纤带，OM3 10G 50/125多模，OFNR护套，天蓝，1米 | 210.9 | https://www.l-com.cn/fiber-optic-mpo-male-to-12x-lc-fan-out-12-fiber-ribbon-om3-10g-50-125-multimode-ofnr-jacket-aqua-10m
MPM12OM3-LC-10 | MPO公头/12条LC扇出，12芯光纤带，OM3 10G 50/125多模，OFNR护套，天蓝，10.5米 | 375.37 | https://www.l-com.cn/fiber-optic-mpo-male-to-12x-lc-fan-out-12-fiber-ribbon-om3-10g-50-125-multimode-ofnr-jacket-aqua-105m
MPM12OM3-LC-5 | MPO公头/12条LC扇出，12芯光纤带，OM3 10G 50/125多模，OFNR护套，天蓝，5米 | 312.63 | https://www.l-com.cn/fiber-optic-mpo-male-to-12x-lc-fan-out-12-fiber-ribbon-om3-10g-50-125-multimode-ofnr-jacket-aqua-50m
MPM12OM3-ST-05 | 12芯光纤带，MPO公头/12条ST扇出，OM3 10G 50/125多模，OFNR护套，天蓝，0.5米 | 169.09 | https://www.l-com.cn/fiber-optic-mpo-male-to-12x-st-fan-out-12-fiber-ribbon-om3-10g-50-125-multimode-ofnr-jacket-aqua-05m
MPM12OM3-ST-1 | 12芯光纤带，MPO公头/12条ST扇出，OM3 10G 50/125多模，OFNR护套，天蓝，1米 | 210.9 | https://www.l-com.cn/fiber-optic-mpo-male-to-12x-st-fan-out-12-fiber-ribbon-om3-10g-50-125-multimode-ofnr-jacket-aqua-10m
MPM12OM4-09LCR-1 | 带导针MPO/LC扇出，0.9mm直径，12芯，多模OM4 50/125μm，OFNR护套，青色，1米 | 216.612 | https://www.l-com.cn/mpo-w-pins-to-lc-fan-out-09mm-diameter-12-fiber-om4-50-125um-multimode-ofnr-jacket-aqua-1-meter
MPM12OM4-09LCR-10 | 带导针MPO/LC扇出，0.9mm直径，12芯，多模OM4 50/125μm，OFNR护套，青色，10米 | 364.1616 | https://www.l-com.cn/mpo-w-pins-to-lc-fan-out-09mm-diameter-12-fiber-om4-50-125um-multimode-ofnr-jacket-aqua-10-meter
MPM12OM4-09LCR-3 | 带导针MPO/LC扇出，0.9mm直径，12芯，多模OM4 50/125μm，OFNR护套，青色，3米 | 249.4008 | https://www.l-com.cn/mpo-w-pins-to-lc-fan-out-09mm-diameter-12-fiber-om4-50-125um-multimode-ofnr-jacket-aqua-3-meter
MPM12OM4-09LCR-5 | 带导针MPO/LC扇出，0.9mm直径，12芯，多模OM4 50/125μm，OFNR护套，青色，5米 | 200.52 | https://www.l-com.cn/mpo-w-pins-to-lc-fan-out-09mm-diameter-12-fiber-om4-50-125um-multimode-ofnr-jacket-aqua-5-meter
MPM12OM4-20LCR-1 | 带导针MPO/LC扇出，2mm直径，12芯，多模OM4 50/125μm，OFNR护套，青色，1米 | 240.6888 | https://www.l-com.cn/mpo-w-pins-to-lc-fan-out-20mm-diameter-12-fiber-om4-50-125um-multimode-ofnr-jacket-aqua-1-meter
MPM12OM4-20LCR-10 | 带导针MPO/LC扇出，2mm直径，12芯，多模OM4 50/125μm，OFNR护套，青色，10米 | 388.2384 | https://www.l-com.cn/mpo-w-pins-to-lc-fan-out-20mm-diameter-12-fiber-om4-50-125um-multimode-ofnr-jacket-aqua-10-meter
MPM12OM4-20LCR-3 | 带导针MPO/LC扇出，2mm直径，12芯，多模OM4 50/125μm，OFNR护套，青色，3米 | 273.4776 | https://www.l-com.cn/mpo-w-pins-to-lc-fan-out-20mm-diameter-12-fiber-om4-50-125um-multimode-ofnr-jacket-aqua-3-meter
MPM12OM4-20LCR-5 | 带导针MPO/LC扇出，2mm直径，12芯，多模OM4 50/125μm，OFNR护套，青色，5米 | 306.2664 | https://www.l-com.cn/mpo-w-pins-to-lc-fan-out-20mm-diameter-12-fiber-om4-50-125um-multimode-ofnr-jacket-aqua-5-meter
MPM12OM4-FLC-05 | MPO公头/12条柔性LC扇出，12芯光纤带，OM4 100G 50/125多模，低烟无卤护套，天蓝，0.5米 | 197.97 | https://www.l-com.cn/fiber-optic-mpo-male-to-12x-flex-lc-fan-out-12-fiber-ribbon-om4-100g-50-125-multimode-lszh-jacket-aqua-05m
MPM12OM4-FLC-1 | MPO公头/12条柔性LC扇出，12芯光纤带，OM4 100G 50/125多模，低烟无卤护套，天蓝，1米 | 214.69 | https://www.l-com.cn/fiber-optic-mpo-male-to-12x-flex-lc-fan-out-12-fiber-ribbon-om4-100g-50-125-multimode-lszh-jacket-aqua-10m
MPM12OM4-FLC-5 | MPO公头/12条柔性LC扇出，12芯光纤带，OM4 100G 50/125多模，低烟无卤护套，天蓝，5米 | 348.54 | https://www.l-com.cn/fiber-optic-mpo-male-to-12x-flex-lc-fan-out-12-fiber-ribbon-om4-100g-50-125-multimode-lszh-jacket-aqua-50m
MPM12OM4-LC-10 | MPO公头/12条LC扇出，12芯光纤带，OM4 100G 50/125多模，低烟无卤护套，天蓝，10米 | 492.87 | https://www.l-com.cn/fiber-optic-mpo-male-to-12x-lc-fan-out-12-fiber-ribbon-om4-100g-50-125-multimode-lszh-jacket-aqua-100m
MPM12OM4-SC-1 | 12芯光纤带，MPO公头/12条SC扇出，OM4 100G 50/125多模，低烟无卤护套，天蓝，1米 | 191.7 | https://www.l-com.cn/fiber-optic-mpo-male-to-12x-sc-fan-out-12-fiber-ribbon-om4-100g-50-125-multimode-lszh-jacket-aqua-10m
MPM12OM4-SC-5 | 12芯光纤带，MPO公头/12条SC扇出，OM4 100G 50/125多模，低烟无卤护套，天蓝，5米 | 325.56 | https://www.l-com.cn/fiber-optic-mpo-male-to-12x-sc-fan-out-12-fiber-ribbon-om4-100g-50-125-multimode-lszh-jacket-aqua-50m
MPM12OM4-ST-05 | 12芯光纤带，MPO公头/12条ST扇出，OM4 100G 50/125多模，低烟无卤护套，天蓝，0.5米 | 174.97 | https://www.l-com.cn/fiber-optic-mpo-male-to-12x-st-fan-out-12-fiber-ribbon-om4-100g-50-125-multimode-lszh-jacket-aqua-05m
MPM12OM4-ST-1 | 12芯光纤带，MPO公头/12条ST扇出，OM4 100G 50/125多模，低烟无卤护套，天蓝，1米 | 191.7 | https://www.l-com.cn/fiber-optic-mpo-male-to-12x-st-fan-out-12-fiber-ribbon-om4-100g-50-125-multimode-lszh-jacket-aqua-10m
MPM12OM5-FLCR-05 | MPO带引脚插口到FLC扇出插口，12根光纤，OM5 50 / 125um多模，OFNR 光缆护套，柠檬绿，0.5米 | 195.19 | https://www.l-com.cn/fiber-optic-mpo-w-pins-to-flc-fan-out-12-fiber-roundom5-50-125um-mltmd-ofnr-jacket-lime-green-05-meter
MPM12OM5-FLCR-1 | MPO带引脚插口到FLC扇出插口，12根光纤，OM5 50 / 125um多模，OFNR 光缆护套，柠檬绿，1米 | 207.14 | https://www.l-com.cn/fiber-optic-mpo-w-pins-to-flc-fan-out-12-fiber-roundom5-50-125um-multimode-ofnr-jacket-lime-green-1-meter
MPM12OM5-FLCR-3 | MPO带引脚插口到FLC扇出插口，12根光纤，OM5 50 / 125um多模，OFNR 光缆护套，柠檬绿，3米 | 254.96 | https://www.l-com.cn/fiber-optic-mpo-w-pins-to-flc-fan-out-12-fiber-roundom5-50-125um-multimode-ofnr-jacket-lime-green-3-meter
MPM12OM5-FLCR-5 | MPO带引脚插口到FLC扇出插口，12根光纤，OM5 50 / 125um多模，OFNR 光缆护套，柠檬绿，5米 | 302.77 | https://www.l-com.cn/fiber-optic-mpo-w-pins-to-flc-fan-out-12-fiber-roundom5-50-125um-multimode-ofnr-jacket-lime-green-5-meter
MPM12OM5-FLCZ-05 | MPO带引脚插口到FLC扇出插口，12根光纤，OM5 50 / 125um多模，LSZH光缆护套，柠檬绿，0.5米 | 195.19 | https://www.l-com.cn/fiber-optic-mpo-w-pins-to-flc-fan-out-12-fiber-roundom5-50-125um-mltmd-lszh-jacket-lime-green-05-meter
MPM12OM5-FLCZ-1 | MPO带引脚插口到FLC扇出插口，12根光纤，OM5 50 / 125um多模，LSZH光缆护套，柠檬绿，1米 | 207.14 | https://www.l-com.cn/fiber-optic-mpo-w-pins-to-flc-fan-out-12-fiber-roundom5-50-125um-multimode-lszh-jacket-lime-green-1-meter
MPM12OM5-FLCZ-3 | MPO带引脚插口到FLC扇出插口，12根光纤，OM5 50 / 125um多模，LSZH光缆护套，柠檬绿，3米 | 254.96 | https://www.l-com.cn/fiber-optic-mpo-w-pins-to-flc-fan-out-12-fiber-roundom5-50-125um-multimode-lszh-jacket-lime-green-3-meter
MPM12OM5-FLCZ-5 | MPO带引脚插口到FLC扇出插口，12根光纤，OM5 50 / 125um多模，LSZH光缆护套，柠檬绿，5米 | 302.77 | https://www.l-com.cn/fiber-optic-mpo-w-pins-to-flc-fan-out-12-fiber-roundom5-50-125um-multimode-lszh-jacket-lime-green-5-meter
MPM12OM5-LCR-05 | MPO带引脚插口到LC扇出插口，12根光纤，OM5 50 / 125um多模，OFNR 光缆护套，柠檬绿，0.5米 | 172.3 | https://www.l-com.cn/fiber-optic-mpo-w-pins-to-lc-fan-out-12-fiber-roundom5-50-125um-mltmd-ofnr-jacket-lime-green-05-meter
MPM12OM5-LCR-1 | MPO带引脚插口到LC扇出插口，12根光纤，OM5 50 / 125um多模，OFNR 光缆护套，柠檬绿，1米 | 184.25 | https://www.l-com.cn/fiber-optic-mpo-w-pins-to-lc-fan-out-12-fiber-roundom5-50-125um-multimode-ofnr-jacket-lime-green-1-meter
MPM12OM5-LCR-3 | MPO带引脚插口到LC扇出插口，12根光纤，OM5 50 / 125um多模，OFNR 光缆护套，柠檬绿，3米 | 232.07 | https://www.l-com.cn/fiber-optic-mpo-w-pins-to-lc-fan-out-12-fiber-roundom5-50-125um-multimode-ofnr-jacket-lime-green-3-meter
MPM12OM5-LCR-5 | MPO带引脚插口到LC扇出插口，12根光纤，OM5 50 / 125um多模，OFNR 光缆护套，柠檬绿，5米 | 279.88 | https://www.l-com.cn/fiber-optic-mpo-w-pins-to-lc-fan-out-12-fiber-roundom5-50-125um-multimode-ofnr-jacket-lime-green-5-meter
MPM12OM5-LCZ-05 | MPO带引脚插口到LC扇出插口，12根光纤，OM5 50 / 125um多模，LSZH光缆护套，柠檬绿，0.5米 | 172.3 | https://www.l-com.cn/fiber-optic-mpo-w-pins-to-lc-fan-out-12-fiber-roundom5-50-125um-mltmd-lszh-jacket-lime-green-05-meter
MPM12OM5-LCZ-1 | MPO带引脚插口到LC扇出插口，12根光纤，OM5 50 / 125um多模，LSZH光缆护套，柠檬绿，1米 | 184.26 | https://www.l-com.cn/fiber-optic-mpo-w-pins-to-lc-fan-out-12-fiber-roundom5-50-125um-multimode-lszh-jacket-lime-green-1-meter
MPM12OM5-LCZ-3 | MPO带引脚插口到LC扇出插口，12根光纤，OM5 50 / 125um多模，LSZH光缆护套，柠檬绿，3米 | 232.06 | https://www.l-com.cn/fiber-optic-mpo-w-pins-to-lc-fan-out-12-fiber-roundom5-50-125um-multimode-lszh-jacket-lime-green-3-meter
MPM12OM5-LCZ-5 | MPO带引脚插口到LC扇出插口，12根光纤，OM5 50 / 125um多模，LSZH光缆护套，柠檬绿，5米 | 279.88 | https://www.l-com.cn/fiber-optic-mpo-w-pins-to-lc-fan-out-12-fiber-roundom5-50-125um-multimode-lszh-jacket-lime-green-5-meter
MPM12OM5-SCR-05 | MPO带引脚插口到SC扇出插口，12根光纤，OM5 50 / 125um多模，OFNR 光缆护套，柠檬绿，0.5米 | 172.3 | https://www.l-com.cn/fiber-optic-mpo-w-pins-to-sc-fan-out-12-fiber-roundom5-50-125um-mltmd-ofnr-jacket-lime-green-05-meter
MPM12OM5-SCR-1 | MPO带引脚插口到SC扇出插口，12根光纤，OM5 50 / 125um多模，OFNR 光缆护套，柠檬绿，1米 | 184.26 | https://www.l-com.cn/fiber-optic-mpo-w-pins-to-sc-fan-out-12-fiber-roundom5-50-125um-multimode-ofnr-jacket-lime-green-1-meter
MPM12OM5-SCR-3 | MPO带引脚插口到SC扇出插口，12根光纤，OM5 50 / 125um多模，OFNR 光缆护套，柠檬绿，3米 | 232.07 | https://www.l-com.cn/fiber-optic-mpo-w-pins-to-sc-fan-out-12-fiber-roundom5-50-125um-multimode-ofnr-jacket-lime-green-3-meter
MPM12OM5-SCR-5 | MPO带引脚插口到SC扇出插口，12根光纤，OM5 50 / 125um多模，OFNR 光缆护套，柠檬绿，5米 | 279.87 | https://www.l-com.cn/fiber-optic-mpo-w-pins-to-sc-fan-out-12-fiber-roundom5-50-125um-multimode-ofnr-jacket-lime-green-5-meter
MPM12OM5-SCZ-05 | MPO带引脚插口到SC扇出插口，12根光纤，OM5 50 / 125um多模，LSZH光缆护套，柠檬绿，0.5米 | 172.31 | https://www.l-com.cn/fiber-optic-mpo-w-pins-to-sc-fan-out-12-fiber-roundom5-50-125um-mltmd-lszh-jacket-lime-green-05-meter
MPM12OM5-SCZ-1 | MPO带引脚插口到SC扇出插口，12根光纤，OM5 50 / 125um多模，LSZH光缆护套，柠檬绿，1米 | 184.25 | https://www.l-com.cn/fiber-optic-mpo-w-pins-to-sc-fan-out-12-fiber-roundom5-50-125um-multimode-lszh-jacket-lime-green-1-meter
MPM12OM5-SCZ-3 | MPO带引脚插口到SC扇出插口，12根光纤，OM5 50 / 125um多模，LSZH光缆护套，柠檬绿，3米 | 232.07 | https://www.l-com.cn/fiber-optic-mpo-w-pins-to-sc-fan-out-12-fiber-roundom5-50-125um-multimode-lszh-jacket-lime-green-3-meter
MPM12OM5-SCZ-5 | MPO带引脚插口到SC扇出插口，12根光纤，OM5 50 / 125um多模，LSZH光缆护套，柠檬绿，5米 | 279.88 | https://www.l-com.cn/fiber-optic-mpo-w-pins-to-sc-fan-out-12-fiber-roundom5-50-125um-multimode-lszh-jacket-lime-green-5-meter
MPM12OM5-STR-05 | MPO带引脚插口到ST扇出插口，12根光纤，OM5 50 / 125um多模，OFNR 光缆护套，柠檬绿，0.5米 | 172.3 | https://www.l-com.cn/fiber-optic-mpo-w-pins-to-st-fan-out-12-fiber-roundom5-50-125um-mltmd-ofnr-jacket-lime-green-05-meter
MPM12OM5-STR-1 | MPO带引脚插口到ST扇出插口，12根光纤，OM5 50 / 125um多模，OFNR 光缆护套，柠檬绿，1米 | 184.25 | https://www.l-com.cn/fiber-optic-mpo-w-pins-to-st-fan-out-12-fiber-roundom5-50-125um-multimode-ofnr-jacket-lime-green-1-meter
MPM12OM5-STR-3 | MPO带引脚插口到ST扇出插口，12根光纤，OM5 50 / 125um多模，OFNR 光缆护套，柠檬绿，3米 | 232.07 | https://www.l-com.cn/fiber-optic-mpo-w-pins-to-st-fan-out-12-fiber-roundom5-50-125um-multimode-ofnr-jacket-lime-green-3-meter
MPM12OM5-STR-5 | MPO带引脚插口到ST扇出插口，12根光纤，OM5 50 / 125um多模，OFNR 光缆护套，柠檬绿，5米 | 279.88 | https://www.l-com.cn/fiber-optic-mpo-w-pins-to-st-fan-out-12-fiber-roundom5-50-125um-multimode-ofnr-jacket-lime-green-5-meter
MPM12OM5-STZ-05 | MPO带引脚插口到ST扇出插口，12根光纤，OM5 50 / 125um多模，LSZH光缆护套，柠檬绿，0.5米 | 172.3 | https://www.l-com.cn/fiber-optic-mpo-w-pins-to-st-fan-out-12-fiber-roundom5-50-125um-mltmd-lszh-jacket-lime-green-05-meter
MPM12OM5-STZ-1 | MPO带引脚插口到ST扇出插口，12根光纤，OM5 50 / 125um多模，LSZH光缆护套，柠檬绿，1米 | 184.26 | https://www.l-com.cn/fiber-optic-mpo-w-pins-to-st-fan-out-12-fiber-roundom5-50-125um-multimode-lszh-jacket-lime-green-1-meter
MPM12OM5-STZ-3 | MPO带引脚插口到ST扇出插口，12根光纤，OM5 50 / 125um多模，LSZH光缆护套，柠檬绿，3米 | 232.06 | https://www.l-com.cn/fiber-optic-mpo-w-pins-to-st-fan-out-12-fiber-roundom5-50-125um-multimode-lszh-jacket-lime-green-3-meter
MPM12OM5-STZ-5 | MPO带引脚插口到ST扇出插口，12根光纤，OM5 50 / 125um多模，LSZH光缆护套，柠檬绿，5米 | 279.88 | https://www.l-com.cn/fiber-optic-mpo-w-pins-to-st-fan-out-12-fiber-roundom5-50-125um-multimode-lszh-jacket-lime-green-5-meter
MPM12OS2-09LCR-1 | 无导针MPO/LC扇出，0.9mm直径，12芯，单模OS2 9/125μm，OFNR护套，青色，1米 | 208.692 | https://www.l-com.cn/mpo-w-pins-to-lc-fan-out-09mm-diameter-12-fiber-os2-9-125um-single-mode-ofnr-jacket-aqua-1-meter
MPM12OS2-09LCR-10 | 无导针MPO/LC扇出，0.9mm直径，12芯，单模OS2 9/125μm，OFNR护套，青色，10米 | 255.2616 | https://www.l-com.cn/mpo-w-pins-to-lc-fan-out-09mm-diameter-12-fiber-os2-9-125um-single-mode-ofnr-jacket-aqua-10-meter
MPM12OS2-09LCR-3 | 无导针MPO/LC扇出，0.9mm直径，12芯，单模OS2 9/125μm，OFNR护套，青色，3米 | 219.0375 | https://www.l-com.cn/mpo-w-pins-to-lc-fan-out-09mm-diameter-12-fiber-os2-9-125um-single-mode-ofnr-jacket-aqua-3-meter
MPM12OS2-09LCR-5 | 无导针MPO/LC扇出，0.9mm直径，12芯，单模OS2 9/125μm，OFNR护套，青色，5米 | 229.3731 | https://www.l-com.cn/mpo-w-pins-to-lc-fan-out-09mm-diameter-12-fiber-os2-9-125um-single-mode-ofnr-jacket-aqua-5-meter
MPM12OS2-20LCR-10 | 带导针MPO/LC扇出，2mm直径，12芯，单模OS2 9/125μm，OFNR护套，青色，10米 | 279.3384 | https://www.l-com.cn/mpo-w-pins-to-lc-fan-out-20mm-diameter-12-fiber-os2-9-125um-single-mode-ofnr-jacket-aqua-10-meter
MPM12OS2-20LCR-3 | 带导针MPO/LC扇出，2mm直径，12芯，单模OS2 9/125μm，OFNR护套，青色，3米 | 243.0648 | https://www.l-com.cn/mpo-w-pins-to-lc-fan-out-20mm-diameter-12-fiber-os2-9-125um-single-mode-ofnr-jacket-aqua-3-meter
MPM12OS2-20LCR-5 | 带导针MPO/LC扇出，2mm直径，12芯，单模OS2 9/125μm，OFNR护套，青色，5米 | 253.44 | https://www.l-com.cn/mpo-w-pins-to-lc-fan-out-20mm-diameter-12-fiber-os2-9-125um-single-mode-ofnr-jacket-aqua-5-meter
MPM12S-FLC-05 | MPO公头/12条柔性LC扇出，12芯光纤带，9/125单模，OFNR护套，黄，0.5米 | 264.901 | https://www.l-com.cn/fiber-optic-mpo-male-to-12x-flex-lc-fan-out-12-fiber-ribbon-9-125-singlemode-ofnr-jacket-yellow-05m
MPM12S-LC-05 | MPO公头/12条LC扇出，12芯光纤带，9/125单模，OFNR护套，黄，0.5米 | 180.79 | https://www.l-com.cn/fiber-optic-mpo-male-to-12x-lc-fan-out-12-fiber-ribbon-9-125-singlemode-ofnr-jacket-yellow-05m
MPM12S-LC-1 | MPO公头/12条LC扇出，12芯光纤带，9/125单模，OFNR护套，黄，1米 | 216.74 | https://www.l-com.cn/fiber-optic-mpo-male-to-12x-lc-fan-out-12-fiber-ribbon-9-125-singlemode-ofnr-jacket-yellow-10m
MPM12S-LC-5 | MPO公头/12条LC扇出，12芯光纤带，9/125单模，OFNR护套，黄，5米 | 218.14 | https://www.l-com.cn/fiber-optic-mpo-male-to-12x-lc-fan-out-12-fiber-ribbon-9-125-singlemode-ofnr-jacket-yellow-50m
MPM12S-SC-5 | 12芯光纤带，MPO公头/12条SC扇出，9/125单模，OFNR护套，黄，5米 | 218.14 | https://www.l-com.cn/fiber-optic-mpo-male-to-12x-sc-fan-out-12-fiber-ribbon-9-125-singlemode-ofnr-jacket-yellow-50m
MPM12S-ST-05 | 12芯光纤带，MPO公头/12条ST扇出，9/125单模，OFNR护套，黄，0.5米 | 211.84 | https://www.l-com.cn/fiber-optic-mpo-male-to-12x-st-fan-out-12-fiber-ribbon-9-125-singlemode-ofnr-jacket-yellow-05m
MPM12S-ST-1 | 12芯光纤带，MPO公头/12条ST扇出，9/125单模，OFNR护套，黄，1米 | 184.94 | https://www.l-com.cn/fiber-optic-mpo-male-to-12x-st-fan-out-12-fiber-ribbon-9-125-singlemode-ofnr-jacket-yellow-10m
MPM12S-ST-5 | 12芯光纤带，MPO公头/12条ST扇出，9/125单模，OFNR护套，黄，5米 | 218.14 | https://www.l-com.cn/fiber-optic-mpo-male-to-12x-st-fan-out-12-fiber-ribbon-9-125-singlemode-ofnr-jacket-yellow-50m
MPM24-MPM212OM3R-1 | MPO24带引脚到2xMPO12带引脚，OM3 50 / 125um多模，ONFR护套，水蓝色，1米 | 273.96 | https://www.l-com.cn/fiber-optic-mpo24-w-pins-to-2xmpo12-w-pins-om3-50-125um-multimode-onfr-jacket-aqua-1-meter
MPM24-MPM212OM3R-3 | MPO24带引脚到2xMPO12带引脚，OM3 50 / 125um多模，ONFR护套，水蓝色，3米 | 326.06 | https://www.l-com.cn/fiber-optic-mpo24-w-pins-to-2xmpo12-w-pins-om3-50-125um-multimode-onfr-jacket-aqua-3-meter
MPM24-MPM212OM3R-5 | MPO24带引脚到2xMPO12带引脚，OM3 50 / 125um多模，ONFR护套，水蓝色，5米 | 378.17 | https://www.l-com.cn/fiber-optic-mpo24-w-pins-to-2xmpo12-w-pins-om3-50-125um-multimode-onfr-jacket-aqua-5-meter
MPM24-MPM212OM3Z-1 | MPO24带引脚到2xMPO12带引脚，OM3 50 / 125um多模，LSZH护套，水蓝色，1米 | 273.96 | https://www.l-com.cn/fiber-optic-mpo24-w-pins-to-2xmpo12-w-pins-om3-50-125um-multimode-lszh-jacket-aqua-1-meter
MPM24-MPM212OM3Z-3 | MPO24带引脚到2xMPO12带引脚，OM3 50 / 125um多模，LSZH护套，水蓝色，3米 | 326.06 | https://www.l-com.cn/fiber-optic-mpo24-w-pins-to-2xmpo12-w-pins-om3-50-125um-multimode-lszh-jacket-aqua-3-meter
MPM24-MPM212OM3Z-5 | MPO24带引脚到2xMPO12带引脚，OM3 50 / 125um多模，LSZH护套，水蓝色，5米 | 378.17 | https://www.l-com.cn/fiber-optic-mpo24-w-pins-to-2xmpo12-w-pins-om3-50-125um-multimode-lszh-jacket-aqua-5-meter
MPM24-MPM212OM4R-1 | MPO24带引脚到2xMPO12带引脚，OM4 50 / 125um多模，ONFR护套，水蓝色，1米 | 292.22 | https://www.l-com.cn/fiber-optic-mpo24-w-pins-to-2xmpo12-w-pins-om4-50-125um-multimode-onfr-jacket-aqua-1-meter
MPM24-MPM212OM4R-3 | MPO24带引脚到2xMPO12带引脚，OM4 50 / 125um多模，ONFR护套，水蓝色，3米 | 380.86 | https://www.l-com.cn/fiber-optic-mpo24-w-pins-to-2xmpo12-w-pins-om4-50-125um-multimode-onfr-jacket-aqua-3-meter
MPM24-MPM212OM4R-5 | MPO24带引脚到2xMPO12带引脚，OM4 50 / 125um多模，ONFR护套，水蓝色，5米 | 469.49 | https://www.l-com.cn/fiber-optic-mpo24-w-pins-to-2xmpo12-w-pins-om4-50-125um-multimode-onfr-jacket-aqua-5-meter
MPM24-MPM212OM4Z-1 | MPO24带引脚到2xMPO12带引脚，OM4 50 / 125um多模，LSZH护套，水蓝色，1米 | 292.22 | https://www.l-com.cn/fiber-optic-mpo24-w-pins-to-2xmpo12-w-pins-om4-50-125um-multimode-lszh-jacket-aqua-1-meter
MPM24-MPM212OM4Z-3 | MPO24带引脚到2xMPO12带引脚，OM4 50 / 125um多模，LSZH护套，水蓝色，3米 | 380.85 | https://www.l-com.cn/fiber-optic-mpo24-w-pins-to-2xmpo12-w-pins-om4-50-125um-multimode-lszh-jacket-aqua-3-meter
MPM24-MPM212OM4Z-5 | MPO24带引脚到2xMPO12带引脚，OM4 50 / 125um多模，LSZH护套，水蓝色，5米 | 469.5 | https://www.l-com.cn/fiber-optic-mpo24-w-pins-to-2xmpo12-w-pins-om4-50-125um-multimode-lszh-jacket-aqua-5-meter
MPM24-MPM212OM5R-1 | MPO24带引脚到2xMPO12带引脚，OM5 50 / 125um多模，ONFR护套，柠檬绿，1米 | 308.43 | https://www.l-com.cn/fiber-optic-mpo24-w-pins-to-2xmpo12-w-pins-om5-50-125um-multimode-onfr-jacket-lime-green-1-meter
MPM24-MPM212OM5R-3 | MPO24带引脚到2xMPO12带引脚，OM5 50 / 125um多模，ONFR护套，柠檬绿，3米 | 407.04 | https://www.l-com.cn/fiber-optic-mpo24-w-pins-to-2xmpo12-w-pins-om5-50-125um-multimode-onfr-jacket-lime-green-3-meter
MPM24-MPM212OM5R-5 | MPO24带引脚到2xMPO12带引脚，OM5 50 / 125um多模，ONFR护套，柠檬绿，5米 | 505.64 | https://www.l-com.cn/fiber-optic-mpo24-w-pins-to-2xmpo12-w-pins-om5-50-125um-multimode-onfr-jacket-lime-green-5-meter
MPM24-MPM212OM5Z-1 | MPO24带引脚到2xMPO12带引脚，OM5 50 / 125um多模，LSZH护套，柠檬绿，1米 | 308.44 | https://www.l-com.cn/fiber-optic-mpo24-w-pins-to-2xmpo12-w-pins-om5-50-125um-multimode-lszh-jacket-lime-green-1-meter
MPM24-MPM212OM5Z-3 | MPO24带引脚到2xMPO12带引脚，OM5 50 / 125um多模，LSZH护套，柠檬绿，3米 | 407.03 | https://www.l-com.cn/fiber-optic-mpo24-w-pins-to-2xmpo12-w-pins-om5-50-125um-multimode-lszh-jacket-lime-green-3-meter
MPM24-MPM212OM5Z-5 | MPO24带引脚到2xMPO12带引脚，OM5 50 / 125um多模，LSZH护套，柠檬绿，5米 | 505.64 | https://www.l-com.cn/fiber-optic-mpo24-w-pins-to-2xmpo12-w-pins-om5-50-125um-multimode-lszh-jacket-lime-green-5-meter
MPM24-MPM308OM3R-1 | MPO24带引脚至3xMPO8带引脚，OM3 50 / 125um多模，ONFR护套，水蓝色，1米 | 347.01 | https://www.l-com.cn/fiber-optic-mpo24-w-pins-to-3xmpo8-w-pins-om3-50-125um-multimode-onfr-jacket-aqua-1-meter
MPM24-MPM308OM3R-3 | MPO24带引脚至3xMPO8带引脚，OM3 50 / 125um多模，ONFR护套，水蓝色，3米 | 399.12 | https://www.l-com.cn/fiber-optic-mpo24-w-pins-to-3xmpo8-w-pins-om3-50-125um-multimode-onfr-jacket-aqua-3-meter
MPM24-MPM308OM3R-5 | MPO24带引脚至3xMPO8带引脚，OM3 50 / 125um多模，ONFR护套，水蓝色，5米 | 451.23 | https://www.l-com.cn/fiber-optic-mpo24-w-pins-to-3xmpo8-w-pins-om3-50-125um-multimode-onfr-jacket-aqua-5-meter
MPM24-MPM308OM3Z-1 | MPO24带引脚至3xMPO8带引脚，OM3 50 / 125um多模，LSZH护套，水蓝色，1米 | 347 | https://www.l-com.cn/fiber-optic-mpo24-w-pins-to-3xmpo8-w-pins-om3-50-125um-multimode-lszh-jacket-aqua-1-meter
MPM24-MPM308OM3Z-3 | MPO24带引脚至3xMPO8带引脚，OM3 50 / 125um多模，LSZH护套，水蓝色，3米 | 399.12 | https://www.l-com.cn/fiber-optic-mpo24-w-pins-to-3xmpo8-w-pins-om3-50-125um-multimode-lszh-jacket-aqua-3-meter
MPM24-MPM308OM3Z-5 | MPO24带引脚至3xMPO8带引脚，OM3 50 / 125um多模，LSZH护套，水蓝色，5米 | 451.23 | https://www.l-com.cn/fiber-optic-mpo24-w-pins-to-3xmpo8-w-pins-om3-50-125um-multimode-lszh-jacket-aqua-5-meter
MPM24-MPM308OM4R-1 | MPO24带引脚至3xMPO8带引脚，OM4 50 / 125um多模，ONFR护套，水蓝色，1米 | 365.27 | https://www.l-com.cn/fiber-optic-mpo24-w-pins-to-3xmpo8-w-pins-om4-50-125um-multimode-onfr-jacket-aqua-1-meter
MPM24-MPM308OM4R-3 | MPO24带引脚至3xMPO8带引脚，OM4 50 / 125um多模，ONFR护套，水蓝色，3米 | 453.91 | https://www.l-com.cn/fiber-optic-mpo24-w-pins-to-3xmpo8-w-pins-om4-50-125um-multimode-onfr-jacket-aqua-3-meter
MPM24-MPM308OM4R-5 | MPO24带引脚至3xMPO8带引脚，OM4 50 / 125um多模，ONFR护套，水蓝色，5米 | 542.55 | https://www.l-com.cn/fiber-optic-mpo24-w-pins-to-3xmpo8-w-pins-om4-50-125um-multimode-onfr-jacket-aqua-5-meter
MPM24-MPM308OM4Z-1 | MPO24带引脚至3xMPO8带引脚，OM4 50 / 125um多模，LSZH护套，水蓝色，1米 | 365.27 | https://www.l-com.cn/fiber-optic-mpo24-w-pins-to-3xmpo8-w-pins-om4-50-125um-multimode-lszh-jacket-aqua-1-meter
MPM24-MPM308OM4Z-3 | MPO24带引脚至3xMPO8带引脚，OM4 50 / 125um多模，LSZH护套，水蓝色，3米 | 453.91 | https://www.l-com.cn/fiber-optic-mpo24-w-pins-to-3xmpo8-w-pins-om4-50-125um-multimode-lszh-jacket-aqua-3-meter
MPM24-MPM308OM4Z-5 | MPO24带引脚至3xMPO8带引脚，OM4 50 / 125um多模，LSZH护套，水蓝色，5米 | 542.55 | https://www.l-com.cn/fiber-optic-mpo24-w-pins-to-3xmpo8-w-pins-om4-50-125um-multimode-lszh-jacket-aqua-5-meter
MPM24-MPM308OM5R-1 | MPO24带引脚到3xMPO8带引脚，OM5 50 / 125um多模，ONFR护套，柠檬绿，1米 | 385.71 | https://www.l-com.cn/fiber-optic-mpo24-w-pins-to-3xmpo8-w-pins-om5-50-125um-multimode-onfr-jacket-lime-green-1-meter
MPM24-MPM308OM5R-3 | MPO24带引脚到3xMPO8带引脚，OM5 50 / 125um多模，ONFR护套，柠檬绿，3米 | 484.3 | https://www.l-com.cn/fiber-optic-mpo24-w-pins-to-3xmpo8-w-pins-om5-50-125um-multimode-onfr-jacket-lime-green-3-meter
MPM24-MPM308OM5R-5 | MPO24带引脚到3xMPO8带引脚，OM5 50 / 125um多模，ONFR护套，柠檬绿，5米 | 582.91 | https://www.l-com.cn/fiber-optic-mpo24-w-pins-to-3xmpo8-w-pins-om5-50-125um-multimode-onfr-jacket-lime-green-5-meter
MPM24-MPM308OM5Z-1 | MPO24带引脚到3xMPO8带引脚，OM5 50 / 125um多模，LSZH护套，柠檬绿，1米 | 385.71 | https://www.l-com.cn/fiber-optic-mpo24-w-pins-to-3xmpo8-w-pins-om5-50-125um-multimode-lszh-jacket-lime-green-1-meter
MPM24-MPM308OM5Z-3 | MPO24带引脚到3xMPO8带引脚，OM5 50 / 125um多模，LSZH护套，柠檬绿，3米 | 484.3 | https://www.l-com.cn/fiber-optic-mpo24-w-pins-to-3xmpo8-w-pins-om5-50-125um-multimode-lszh-jacket-lime-green-3-meter
MPM24-MPM308OM5Z-5 | MPO24带引脚到3xMPO8带引脚，OM5 50 / 125um多模，LSZH护套，柠檬绿，5米 | 582.91 | https://www.l-com.cn/fiber-optic-mpo24-w-pins-to-3xmpo8-w-pins-om5-50-125um-multimode-lszh-jacket-lime-green-5-meter
MPM24OM3-09LCR-1 | 带导针MPO/LC扇出，0.9mm直径，24芯，多模OM4 50/125μm，OFNR护套，青色，1米 | 371.6064 | https://www.l-com.cn/mpo-w-pins-to-lc-fan-out-09mm-diameter-24-fiber-om3-50-125um-multimode-ofnr-jacket-aqua-1-meter
MPM24OM3-09LCR-10 | 带导针MPO/LC扇出，0.9mm直径，24芯，多模OM4 50/125μm，OFNR护套，青色，10米 | 515.516 | https://www.l-com.cn/mpo-w-pins-to-lc-fan-out-09mm-diameter-24-fiber-om3-50-125um-multimode-ofnr-jacket-aqua-10-meter
MPM24OM3-09LCR-3 | 带导针MPO/LC扇出，0.9mm直径，24芯，多模OM4 50/125μm，OFNR护套，青色，3米 | 408.0384 | https://www.l-com.cn/mpo-w-pins-to-lc-fan-out-09mm-diameter-24-fiber-om3-50-125um-multimode-ofnr-jacket-aqua-3-meter
MPM24OM3-09LCR-5 | 带导针MPO/LC扇出，0.9mm直径，24芯，多模OM4 50/125μm，OFNR护套，青色，5米 | 444.4704 | https://www.l-com.cn/mpo-w-pins-to-lc-fan-out-09mm-diameter-24-fiber-om3-50-125um-multimode-ofnr-jacket-aqua-5-meter
MPM24OM3-20LCR-1 | 带导针MPO/LC扇出，2mm直径，24芯，多模OM3 50/125μm，OFNR护套，青色，1米 | 419.7521 | https://www.l-com.cn/mpo-w-pins-to-lc-fan-out-20mm-diameter-24-fiber-om3-50-125um-multimode-ofnr-jacket-aqua-1-meter
MPM24OM3-20LCR-10 | 带导针MPO/LC扇出，2mm直径，24芯，多模OM3 50/125μm，OFNR护套，青色，10米 | 536.17 | https://www.l-com.cn/mpo-w-pins-to-lc-fan-out-20mm-diameter-24-fiber-om3-50-125um-multimode-ofnr-jacket-aqua-10-meter
MPM24OM3-20LCR-3 | 带导针MPO/LC扇出，2mm直径，24芯，多模OM3 50/125μm，OFNR护套，青色，3米 | 456.192 | https://www.l-com.cn/mpo-w-pins-to-lc-fan-out-20mm-diameter-24-fiber-om3-50-125um-multimode-ofnr-jacket-aqua-3-meter
MPM24OM3-20LCR-5 | 带导针MPO/LC扇出，2mm直径，24芯，多模OM3 50/125μm，OFNR护套，青色，5米 | 492.624 | https://www.l-com.cn/mpo-w-pins-to-lc-fan-out-20mm-diameter-24-fiber-om3-50-125um-multimode-ofnr-jacket-aqua-5-meter
MPM24OM3-FLCR-05 | MPO带引脚插口到FLC扇出插口，24根光纤，OM4 50 / 125um多模，OFNR 光缆护套，水蓝色，0.5米 | 392.04 | https://www.l-com.cn/fiber-optic-mpo-w-pins-to-flc-fan-out-24-fiber-roundom3-50-125um-multimode-ofnr-jacket-aqua-05-meter
MPM24OM3-FLCR-1 | MPO带引脚插口到FLC扇出插口，24根光纤，OM4 50 / 125um多模，OFNR 光缆护套，水蓝色，1米 | 405 | https://www.l-com.cn/fiber-optic-mpo-w-pins-to-flc-fan-out-24-fiber-roundom3-50-125um-multimode-ofnr-jacket-aqua-1-meter
MPM24OM3-FLCR-3 | MPO带引脚插口到FLC扇出插口，24根光纤，OM4 50 / 125um多模，OFNR 光缆护套，水蓝色，3米 | 456.89 | https://www.l-com.cn/fiber-optic-mpo-w-pins-to-flc-fan-out-24-fiber-roundom3-50-125um-multimode-ofnr-jacket-aqua-3-meter
MPM24OM3-FLCR-5 | MPO带引脚插口到FLC扇出插口，24根光纤，OM4 50 / 125um多模，OFNR 光缆护套，水蓝色，5米 | 508.76 | https://www.l-com.cn/fiber-optic-mpo-w-pins-to-flc-fan-out-24-fiber-roundom3-50-125um-multimode-ofnr-jacket-aqua-5-meter
MPM24OM3-LCR-05 | MPO带引脚插口到LC扇出插口，24根光纤，OM4 50 / 125um多模，OFNR 光缆护套，水蓝色，0.5米 | 346.26 | https://www.l-com.cn/fiber-optic-mpo-w-pins-to-lc-fan-out-24-fiber-roundom3-50-125um-multimode-ofnr-jacket-aqua-05-meter
MPM24OM3-LCR-1 | MPO带引脚插口到LC扇出插口，24根光纤，OM4 50 / 125um多模，OFNR 光缆护套，水蓝色，1米 | 359.23 | https://www.l-com.cn/fiber-optic-mpo-w-pins-to-lc-fan-out-24-fiber-roundom3-50-125um-multimode-ofnr-jacket-aqua-1-meter
MPM24OM3-LCR-3 | MPO带引脚插口到LC扇出插口，24根光纤，OM4 50 / 125um多模，OFNR 光缆护套，水蓝色，3米 | 411.11 | https://www.l-com.cn/fiber-optic-mpo-w-pins-to-lc-fan-out-24-fiber-roundom3-50-125um-multimode-ofnr-jacket-aqua-3-meter
MPM24OM3-LCR-5 | MPO带引脚插口到LC扇出插口，24根光纤，OM4 50 / 125um多模，OFNR 光缆护套，水蓝色，5米 | 462.99 | https://www.l-com.cn/fiber-optic-mpo-w-pins-to-lc-fan-out-24-fiber-roundom3-50-125um-multimode-ofnr-jacket-aqua-5-meter
MPM24OM3-SCR-05 | MPO带引脚插口到SC扇出插口，24根光纤，OM4 50 / 125um多模，OFNR 光缆护套，水蓝色，0.5米 | 346.25 | https://www.l-com.cn/fiber-optic-mpo-w-pins-to-sc-fan-out-24-fiber-roundom3-50-125um-multimode-ofnr-jacket-aqua-05-meter
MPM24OM3-SCR-1 | MPO带引脚插口到SC扇出插口，24根光纤，OM4 50 / 125um多模，OFNR 光缆护套，水蓝色，1米 | 359.23 | https://www.l-com.cn/fiber-optic-mpo-w-pins-to-sc-fan-out-24-fiber-roundom3-50-125um-multimode-ofnr-jacket-aqua-1-meter
MPM24OM3-SCR-3 | MPO带引脚插口到SC扇出插口，24根光纤，OM4 50 / 125um多模，OFNR 光缆护套，水蓝色，3米 | 411.11 | https://www.l-com.cn/fiber-optic-mpo-w-pins-to-sc-fan-out-24-fiber-roundom3-50-125um-multimode-ofnr-jacket-aqua-3-meter
MPM24OM3-SCR-5 | MPO带引脚插口到SC扇出插口，24根光纤，OM4 50 / 125um多模，OFNR 光缆护套，水蓝色，5米 | 462.99 | https://www.l-com.cn/fiber-optic-mpo-w-pins-to-sc-fan-out-24-fiber-roundom3-50-125um-multimode-ofnr-jacket-aqua-5-meter
MPM24OM3-STR-05 | MPO带引脚插口到ST扇出插口，24根光纤，OM4 50 / 125um多模，OFNR光缆护套，水蓝色，0.5米 | 346.25 | https://www.l-com.cn/fiber-optic-mpo-w-pins-to-st-fan-out-24-fiber-roundom3-50-125um-multimode-ofnr-jacket-aqua-05-meter
MPM24OM3-STR-1 | MPO带引脚插口到ST扇出插口，24根光纤，OM4 50 / 125um多模，OFNR光缆护套，水蓝色，1米 | 359.23 | https://www.l-com.cn/fiber-optic-mpo-w-pins-to-st-fan-out-24-fiber-roundom3-50-125um-multimode-ofnr-jacket-aqua-1-meter
MPM24OM3-STR-3 | MPO带引脚插口到ST扇出插口，24根光纤，OM4 50 / 125um多模，OFNR光缆护套，水蓝色，3米 | 411.11 | https://www.l-com.cn/fiber-optic-mpo-w-pins-to-st-fan-out-24-fiber-roundom3-50-125um-multimode-ofnr-jacket-aqua-3-meter
MPM24OM3-STR-5 | MPO带引脚插口到ST扇出插口，24根光纤，OM4 50 / 125um多模，OFNR光缆护套，水蓝色，5米 | 462.99 | https://www.l-com.cn/fiber-optic-mpo-w-pins-to-st-fan-out-24-fiber-roundom3-50-125um-multimode-ofnr-jacket-aqua-5-meter
MPM24OM4-09LCR-1 | 带导针MPO/LC扇出，0.9mm直径，24芯，多模OM4 50/125μm，OFNR护套，青色，1米 | 396.2376 | https://www.l-com.cn/mpo-w-pins-to-lc-fan-out-09mm-diameter-24-fiber-om4-50-125um-multimode-ofnr-jacket-aqua-1-meter
MPM24OM4-09LCR-10 | 带导针MPO/LC扇出，0.9mm直径，24芯，多模OM4 50/125μm，OFNR护套，青色，10米 | 683.1 | https://www.l-com.cn/mpo-w-pins-to-lc-fan-out-09mm-diameter-24-fiber-om4-50-125um-multimode-ofnr-jacket-aqua-10-meter
MPM24OM4-09LCR-3 | 带导针MPO/LC扇出，0.9mm直径，24芯，多模OM4 50/125μm，OFNR护套，青色，3米 | 459.9936 | https://www.l-com.cn/mpo-w-pins-to-lc-fan-out-09mm-diameter-24-fiber-om4-50-125um-multimode-ofnr-jacket-aqua-3-meter
MPM24OM4-09LCR-5 | 带导针MPO/LC扇出，0.9mm直径，24芯，多模OM4 50/125μm，OFNR护套，青色，5米 | 523.7496 | https://www.l-com.cn/mpo-w-pins-to-lc-fan-out-09mm-diameter-24-fiber-om4-50-125um-multimode-ofnr-jacket-aqua-5-meter
MPM24OM4-20LCR-1 | 带导针MPO/LC扇出，2mm直径，24芯，多模OM4 50/125μm，OFNR护套，青色，1米 | 444.3674 | https://www.l-com.cn/mpo-w-pins-to-lc-fan-out-20mm-diameter-24-fiber-om4-50-125um-multimode-ofnr-jacket-aqua-1-meter
MPM24OM4-20LCR-10 | 带导针MPO/LC扇出，2mm直径，24芯，多模OM4 50/125μm，OFNR护套，青色，10米 | 515.516 | https://www.l-com.cn/mpo-w-pins-to-lc-fan-out-20mm-diameter-24-fiber-om4-50-125um-multimode-ofnr-jacket-aqua-10-meter
MPM24OM4-20LCR-3 | 带导针MPO/LC扇出，2mm直径，24芯，多模OM4 50/125μm，OFNR护套，青色，3米 | 508.1208 | https://www.l-com.cn/mpo-w-pins-to-lc-fan-out-20mm-diameter-24-fiber-om4-50-125um-multimode-ofnr-jacket-aqua-3-meter
MPM24OM4-20LCR-5 | 带导针MPO/LC扇出，2mm直径，24芯，多模OM4 50/125μm，OFNR护套，青色，5米 | 517.892 | https://www.l-com.cn/mpo-w-pins-to-lc-fan-out-20mm-diameter-24-fiber-om4-50-125um-multimode-ofnr-jacket-aqua-5-meter
MPM24OM4-FLCR-05 | MPO带引脚插口到FLC扇出插口，24根光纤，OM4 50 / 125um多模，OFNR 光缆护套，水蓝色，0.5米 | 401.13 | https://www.l-com.cn/fiber-optic-mpo-w-pins-to-flc-fan-out-24-fiber-roundom4-50-125um-multimode-ofnr-jacket-aqua-05-meter
MPM24OM4-FLCR-1 | MPO带引脚插口到FLC扇出插口，24根光纤，OM4 50 / 125um多模，OFNR 光缆护套，水蓝色，1米 | 423.18 | https://www.l-com.cn/fiber-optic-mpo-w-pins-to-flc-fan-out-24-fiber-roundom4-50-125um-multimode-ofnr-jacket-aqua-1-meter
MPM24OM4-FLCR-3 | MPO带引脚插口到FLC扇出插口，24根光纤，OM4 50 / 125um多模，OFNR 光缆护套，水蓝色，3米 | 511.44 | https://www.l-com.cn/fiber-optic-mpo-w-pins-to-flc-fan-out-24-fiber-roundom4-50-125um-multimode-ofnr-jacket-aqua-3-meter
MPM24OM4-FLCR-5 | MPO带引脚插口到FLC扇出插口，24根光纤，OM4 50 / 125um多模，OFNR 光缆护套，水蓝色，5米 | 599.69 | https://www.l-com.cn/fiber-optic-mpo-w-pins-to-flc-fan-out-24-fiber-roundom4-50-125um-multimode-ofnr-jacket-aqua-5-meter
MPM24OM4-FLCZ-05 | MPO带引脚插口到FLC扇出插口，24根光纤，OM4 50 / 125um多模，LSZH光缆护套，水蓝色，0.5米 | 401.12 | https://www.l-com.cn/fiber-optic-mpo-w-pins-to-flc-fan-out-24-fiber-roundom4-50-125um-multimode-lszh-jacket-aqua-05-meter
MPM24OM4-FLCZ-1 | MPO带引脚插口到FLC扇出插口，24根光纤，OM4 50 / 125um多模，LSZH光缆护套，水蓝色，1米 | 423.19 | https://www.l-com.cn/fiber-optic-mpo-w-pins-to-flc-fan-out-24-fiber-roundom4-50-125um-multimode-lszh-jacket-aqua-1-meter
MPM24OM4-FLCZ-3 | MPO带引脚插口到FLC扇出插口，24根光纤，OM4 50 / 125um多模，LSZH光缆护套，水蓝色，3米 | 511.44 | https://www.l-com.cn/fiber-optic-mpo-w-pins-to-flc-fan-out-24-fiber-roundom4-50-125um-multimode-lszh-jacket-aqua-3-meter
MPM24OM4-FLCZ-5 | MPO带引脚插口到FLC扇出插口，24根光纤，OM4 50 / 125um多模，LSZH光缆护套，水蓝色，5米 | 599.69 | https://www.l-com.cn/fiber-optic-mpo-w-pins-to-flc-fan-out-24-fiber-roundom4-50-125um-multimode-lszh-jacket-aqua-5-meter
MPM24OM4-LCR-05 | MPO带引脚插口到LC扇出插口，24根光纤，OM4 50 / 125um多模，OFNR 光缆护套，水蓝色，0.5米 | 355.35 | https://www.l-com.cn/fiber-optic-mpo-w-pins-to-lc-fan-out-24-fiber-roundom4-50-125um-multimode-ofnr-jacket-aqua-05-meter
MPM24OM4-LCR-1 | MPO带引脚插口到LC扇出插口，24根光纤，OM4 50 / 125um多模，OFNR 光缆护套，水蓝色，1米 | 377.41 | https://www.l-com.cn/fiber-optic-mpo-w-pins-to-lc-fan-out-24-fiber-roundom4-50-125um-multimode-ofnr-jacket-aqua-1-meter
MPM24OM4-LCR-3 | MPO带引脚插口到LC扇出插口，24根光纤，OM4 50 / 125um多模，OFNR 光缆护套，水蓝色，3米 | 465.66 | https://www.l-com.cn/fiber-optic-mpo-w-pins-to-lc-fan-out-24-fiber-roundom4-50-125um-multimode-ofnr-jacket-aqua-3-meter
MPM24OM4-LCR-5 | MPO带引脚插口到LC扇出插口，24根光纤，OM4 50 / 125um多模，OFNR 光缆护套，水蓝色，5米 | 553.91 | https://www.l-com.cn/fiber-optic-mpo-w-pins-to-lc-fan-out-24-fiber-roundom4-50-125um-multimode-ofnr-jacket-aqua-5-meter
MPM24OM4-LCZ-05 | MPO带引脚插口到LC扇出插口，24根光纤，OM4 50 / 125um多模，LSZH光缆护套，水蓝色，0.5米 | 469.495 | https://www.l-com.cn/fiber-optic-mpo-w-pins-to-lc-fan-out-24-fiber-roundom4-50-125um-multimode-lszh-jacket-aqua-05-meter
MPM24OM4-LCZ-1 | MPO带引脚插口到LC扇出插口，24根光纤，OM4 50 / 125um多模，LSZH光缆护套，水蓝色，1米 | 377.41 | https://www.l-com.cn/fiber-optic-mpo-w-pins-to-lc-fan-out-24-fiber-roundom4-50-125um-multimode-lszh-jacket-aqua-1-meter
MPM24OM4-LCZ-10 | MPO带引脚插口到LC扇出插口，24根光纤，OM4 50 / 125um多模，LSZH光缆护套，水蓝色，10米 | 787.175 | https://www.l-com.cn/fiber-optic-mpo-w-pins-to-lc-fan-out-24-fiber-roundom4-50-125um-multimode-lszh-jacket-aqua-10-meter
MPM24OM4-LCZ-3 | MPO带引脚插口到LC扇出插口，24根光纤，OM4 50 / 125um多模，LSZH光缆护套，水蓝色，3米 | 465.66 | https://www.l-com.cn/fiber-optic-mpo-w-pins-to-lc-fan-out-24-fiber-roundom4-50-125um-multimode-lszh-jacket-aqua-3-meter
MPM24OM4-LCZ-5 | MPO带引脚插口到LC扇出插口，24根光纤，OM4 50 / 125um多模，LSZH光缆护套，水蓝色，5米 | 553.9 | https://www.l-com.cn/fiber-optic-mpo-w-pins-to-lc-fan-out-24-fiber-roundom4-50-125um-multimode-lszh-jacket-aqua-5-meter
MPM24OM4-SCR-05 | MPO带引脚插口到SC扇出插口，24根光纤，OM4 50 / 125um多模，OFNR 光缆护套，水蓝色，0.5米 | 355.35 | https://www.l-com.cn/fiber-optic-mpo-w-pins-to-sc-fan-out-24-fiber-roundom4-50-125um-multimode-ofnr-jacket-aqua-05-meter
MPM24OM4-SCR-1 | MPO带引脚插口到SC扇出插口，24根光纤，OM4 50 / 125um多模，OFNR 光缆护套，水蓝色，1米 | 377.41 | https://www.l-com.cn/fiber-optic-mpo-w-pins-to-sc-fan-out-24-fiber-roundom4-50-125um-multimode-ofnr-jacket-aqua-1-meter
MPM24OM4-SCR-3 | MPO带引脚插口到SC扇出插口，24根光纤，OM4 50 / 125um多模，OFNR 光缆护套，水蓝色，3米 | 465.66 | https://www.l-com.cn/fiber-optic-mpo-w-pins-to-sc-fan-out-24-fiber-roundom4-50-125um-multimode-ofnr-jacket-aqua-3-meter
MPM24OM4-SCR-5 | MPO带引脚插口到SC扇出插口，24根光纤，OM4 50 / 125um多模，OFNR 光缆护套，水蓝色，5米 | 553.91 | https://www.l-com.cn/fiber-optic-mpo-w-pins-to-sc-fan-out-24-fiber-roundom4-50-125um-multimode-ofnr-jacket-aqua-5-meter
MPM24OM4-SCZ-05 | MPO带引脚插口到SC扇出插口，24根光纤，OM4 50 / 125um多模，LSZH光缆护套，水蓝色，0.5米 | 361.15 | https://www.l-com.cn/fiber-optic-mpo-w-pins-to-sc-fan-out-24-fiber-roundom4-50-125um-multimode-lszh-jacket-aqua-05-meter
MPM24OM4-SCZ-1 | MPO带引脚插口到SC扇出插口，24根光纤，OM4 50 / 125um多模，LSZH光缆护套，水蓝色，1米 | 377.41 | https://www.l-com.cn/fiber-optic-mpo-w-pins-to-sc-fan-out-24-fiber-roundom4-50-125um-multimode-lszh-jacket-aqua-1-meter
MPM24OM4-SCZ-10 | MPO带引脚插口到SC扇出插口，24根光纤，OM4 50 / 125um多模，LSZH光缆护套，水蓝色，10米 | 787.18 | https://www.l-com.cn/fiber-optic-mpo-w-pins-to-sc-fan-out-24-fiber-roundom4-50-125um-multimode-lszh-jacket-aqua-10-meter
MPM24OM4-SCZ-3 | MPO带引脚插口到SC扇出插口，24根光纤，OM4 50 / 125um多模，LSZH光缆护套，水蓝色，3米 | 465.66 | https://www.l-com.cn/fiber-optic-mpo-w-pins-to-sc-fan-out-24-fiber-roundom4-50-125um-multimode-lszh-jacket-aqua-3-meter
MPM24OM4-SCZ-5 | MPO带引脚插口到SC扇出插口，24根光纤，OM4 50 / 125um多模，LSZH光缆护套，水蓝色，5米 | 553.91 | https://www.l-com.cn/fiber-optic-mpo-w-pins-to-sc-fan-out-24-fiber-roundom4-50-125um-multimode-lszh-jacket-aqua-5-meter
MPM24OM4-STR-05 | MPO带引脚插口到ST扇出插口，24根光纤，OM4 50 / 125um多模，OFNR 光缆护套，水蓝色，0.5米 | 355.35 | https://www.l-com.cn/fiber-optic-mpo-w-pins-to-st-fan-out-24-fiber-roundom4-50-125um-multimode-ofnr-jacket-aqua-05-meter
MPM24OM4-STR-1 | MPO带引脚插口到ST扇出插口，24根光纤，OM4 50 / 125um多模，OFNR 光缆护套，水蓝色，1米 | 377.41 | https://www.l-com.cn/fiber-optic-mpo-w-pins-to-st-fan-out-24-fiber-roundom4-50-125um-multimode-ofnr-jacket-aqua-1-meter
MPM24OM4-STR-3 | MPO带引脚插口到ST扇出插口，24根光纤，OM4 50 / 125um多模，OFNR 光缆护套，水蓝色，3米 | 465.66 | https://www.l-com.cn/fiber-optic-mpo-w-pins-to-st-fan-out-24-fiber-roundom4-50-125um-multimode-ofnr-jacket-aqua-3-meter
MPM24OM4-STR-5 | MPO带引脚插口到ST扇出插口，24根光纤，OM4 50 / 125um多模，OFNR 光缆护套，水蓝色，5米 | 553.91 | https://www.l-com.cn/fiber-optic-mpo-w-pins-to-st-fan-out-24-fiber-roundom4-50-125um-multimode-ofnr-jacket-aqua-5-meter
MPM24OM4-STZ-05 | MPO带引脚插口到ST扇出插口，24根光纤，OM4 50 / 125um多模，LSZH光缆护套，水蓝色，0.5米 | 355.35 | https://www.l-com.cn/fiber-optic-mpo-w-pins-to-st-fan-out-24-fiber-roundom4-50-125um-multimode-lszh-jacket-aqua-05-meter
MPM24OM4-STZ-1 | MPO带引脚插口到ST扇出插口，24根光纤，OM4 50 / 125um多模，LSZH光缆护套，水蓝色，1米 | 377.41 | https://www.l-com.cn/fiber-optic-mpo-w-pins-to-st-fan-out-24-fiber-roundom4-50-125um-multimode-lszh-jacket-aqua-1-meter
MPM24OM4-STZ-3 | MPO带引脚插口到ST扇出插口，24根光纤，OM4 50 / 125um多模，LSZH光缆护套，水蓝色，3米 | 465.66 | https://www.l-com.cn/fiber-optic-mpo-w-pins-to-st-fan-out-24-fiber-roundom4-50-125um-multimode-lszh-jacket-aqua-3-meter
MPM24OM4-STZ-5 | MPO带引脚插口到ST扇出插口，24根光纤，OM4 50 / 125um多模，LSZH光缆护套，水蓝色，5米 | 553.91 | https://www.l-com.cn/fiber-optic-mpo-w-pins-to-st-fan-out-24-fiber-roundom4-50-125um-multimode-lszh-jacket-aqua-5-meter
MPM24OM5-FLCR-05 | MPO带引脚插口到FLC扇出插口，24根光纤，OM5 50 / 125um多模，OFNR 光缆护套，柠檬绿，0.5米 | 406.4 | https://www.l-com.cn/fiber-optic-mpo-w-pins-to-flc-fan-out-24-fiber-roundom5-50-125um-mltmd-ofnr-jacket-lime-green-05-meter
MPM24OM5-FLCR-1 | MPO带引脚插口到FLC扇出插口，24根光纤，OM5 50 / 125um多模，OFNR 光缆护套，柠檬绿，1米 | 430.95 | https://www.l-com.cn/fiber-optic-mpo-w-pins-to-flc-fan-out-24-fiber-roundom5-50-125um-multimode-ofnr-jacket-lime-green-1-meter
MPM24OM5-FLCR-3 | MPO带引脚插口到FLC扇出插口，24根光纤，OM5 50 / 125um多模，OFNR 光缆护套，柠檬绿，3米 | 529.11 | https://www.l-com.cn/fiber-optic-mpo-w-pins-to-flc-fan-out-24-fiber-roundom5-50-125um-multimode-ofnr-jacket-lime-green-3-meter
MPM24OM5-FLCR-5 | MPO带引脚插口到FLC扇出插口，24根光纤，OM5 50 / 125um多模，OFNR 光缆护套，柠檬绿，5米 | 627.28 | https://www.l-com.cn/fiber-optic-mpo-w-pins-to-flc-fan-out-24-fiber-roundom5-50-125um-multimode-ofnr-jacket-lime-green-5-meter
MPM24OM5-FLCZ-05 | MPO带引脚插口到FLC扇出插口，24根光纤，OM5 50 / 125um多模，LSZH光缆护套，柠檬绿，0.5米 | 406.4 | https://www.l-com.cn/fiber-optic-mpo-w-pins-to-flc-fan-out-24-fiber-roundom5-50-125um-mltmd-lszh-jacket-lime-green-05-meter
MPM24OM5-FLCZ-1 | MPO带引脚插口到FLC扇出插口，24根光纤，OM5 50 / 125um多模，LSZH光缆护套，柠檬绿，1米 | 430.95 | https://www.l-com.cn/fiber-optic-mpo-w-pins-to-flc-fan-out-24-fiber-roundom5-50-125um-multimode-lszh-jacket-lime-green-1-meter
MPM24OM5-FLCZ-3 | MPO带引脚插口到FLC扇出插口，24根光纤，OM5 50 / 125um多模，LSZH光缆护套，柠檬绿，3米 | 529.11 | https://www.l-com.cn/fiber-optic-mpo-w-pins-to-flc-fan-out-24-fiber-roundom5-50-125um-multimode-lszh-jacket-lime-green-3-meter
MPM24OM5-FLCZ-5 | MPO带引脚插口到FLC扇出插口，24根光纤，OM5 50 / 125um多模，LSZH光缆护套，柠檬绿，5米 | 627.28 | https://www.l-com.cn/fiber-optic-mpo-w-pins-to-flc-fan-out-24-fiber-roundom5-50-125um-multimode-lszh-jacket-lime-green-5-meter
MPM24OM5-LCR-05 | MPO带引脚插口到LC扇出插口，24根光纤，OM5 50 / 125um多模，OFNR 光缆护套，柠檬绿，0.5米 | 360.63 | https://www.l-com.cn/fiber-optic-mpo-w-pins-to-lc-fan-out-24-fiber-roundom5-50-125um-mltmd-ofnr-jacket-lime-green-05-meter
MPM24OM5-LCR-1 | MPO带引脚插口到LC扇出插口，24根光纤，OM5 50 / 125um多模，OFNR 光缆护套，柠檬绿，1米 | 385.17 | https://www.l-com.cn/fiber-optic-mpo-w-pins-to-lc-fan-out-24-fiber-roundom5-50-125um-multimode-ofnr-jacket-lime-green-1-meter
MPM24OM5-LCR-3 | MPO带引脚插口到LC扇出插口，24根光纤，OM5 50 / 125um多模，OFNR 光缆护套，柠檬绿，3米 | 483.33 | https://www.l-com.cn/fiber-optic-mpo-w-pins-to-lc-fan-out-24-fiber-roundom5-50-125um-multimode-ofnr-jacket-lime-green-3-meter
MPM24OM5-LCR-5 | MPO带引脚插口到LC扇出插口，24根光纤，OM5 50 / 125um多模，OFNR 光缆护套，柠檬绿，5米 | 581.5 | https://www.l-com.cn/fiber-optic-mpo-w-pins-to-lc-fan-out-24-fiber-roundom5-50-125um-multimode-ofnr-jacket-lime-green-5-meter
MPM24OM5-LCZ-05 | MPO带引脚插口到LC扇出插口，24根光纤，OM5 50 / 125um多模，LSZH光缆护套，柠檬绿，0.5米 | 360.63 | https://www.l-com.cn/fiber-optic-mpo-w-pins-to-lc-fan-out-24-fiber-roundom5-50-125um-mltmd-lszh-jacket-lime-green-05-meter
MPM24OM5-LCZ-1 | MPO带引脚插口到LC扇出插口，24根光纤，OM5 50 / 125um多模，LSZH光缆护套，柠檬绿，1米 | 385.17 | https://www.l-com.cn/fiber-optic-mpo-w-pins-to-lc-fan-out-24-fiber-roundom5-50-125um-multimode-lszh-jacket-lime-green-1-meter
MPM24OM5-LCZ-3 | MPO带引脚插口到LC扇出插口，24根光纤，OM5 50 / 125um多模，LSZH光缆护套，柠檬绿，3米 | 483.33 | https://www.l-com.cn/fiber-optic-mpo-w-pins-to-lc-fan-out-24-fiber-roundom5-50-125um-multimode-lszh-jacket-lime-green-3-meter
MPM24OM5-LCZ-5 | MPO带引脚插口到LC扇出插口，24根光纤，OM5 50 / 125um多模，LSZH光缆护套，柠檬绿，5米 | 581.51 | https://www.l-com.cn/fiber-optic-mpo-w-pins-to-lc-fan-out-24-fiber-roundom5-50-125um-multimode-lszh-jacket-lime-green-5-meter
MPM24OM5-SCR-05 | MPO带引脚插口到SC扇出插口，24根光纤，OM5 50 / 125um多模，OFNR 光缆护套，柠檬绿，0.5米 | 360.62 | https://www.l-com.cn/fiber-optic-mpo-w-pins-to-sc-fan-out-24-fiber-roundom5-50-125um-mltmd-ofnr-jacket-lime-green-05-meter
MPM24OM5-SCR-1 | MPO带引脚插口到SC扇出插口，24根光纤，OM5 50 / 125um多模，OFNR 光缆护套，柠檬绿，1米 | 385.17 | https://www.l-com.cn/fiber-optic-mpo-w-pins-to-sc-fan-out-24-fiber-roundom5-50-125um-multimode-ofnr-jacket-lime-green-1-meter
MPM24OM5-SCR-3 | MPO带引脚插口到SC扇出插口，24根光纤，OM5 50 / 125um多模，OFNR 光缆护套，柠檬绿，3米 | 483.33 | https://www.l-com.cn/fiber-optic-mpo-w-pins-to-sc-fan-out-24-fiber-roundom5-50-125um-multimode-ofnr-jacket-lime-green-3-meter
MPM24OM5-SCR-5 | MPO带引脚插口到SC扇出插口，24根光纤，OM5 50 / 125um多模，OFNR 光缆护套，柠檬绿，5米 | 581.51 | https://www.l-com.cn/fiber-optic-mpo-w-pins-to-sc-fan-out-24-fiber-roundom5-50-125um-multimode-ofnr-jacket-lime-green-5-meter
MPM24OM5-SCZ-05 | MPO带引脚插口到SC扇出插口，24根光纤，OM5 50 / 125um多模，LSZH光缆护套，柠檬绿，0.5米 | 360.62 | https://www.l-com.cn/fiber-optic-mpo-w-pins-to-sc-fan-out-24-fiber-roundom5-50-125um-mltmd-lszh-jacket-lime-green-05-meter
MPM24OM5-SCZ-1 | MPO带引脚插口到SC扇出插口，24根光纤，OM5 50 / 125um多模，LSZH光缆护套，柠檬绿，1米 | 385.17 | https://www.l-com.cn/fiber-optic-mpo-w-pins-to-sc-fan-out-24-fiber-roundom5-50-125um-multimode-lszh-jacket-lime-green-1-meter
MPM24OM5-SCZ-3 | MPO带引脚插口到SC扇出插口，24根光纤，OM5 50 / 125um多模，LSZH光缆护套，柠檬绿，3米 | 483.34 | https://www.l-com.cn/fiber-optic-mpo-w-pins-to-sc-fan-out-24-fiber-roundom5-50-125um-multimode-lszh-jacket-lime-green-3-meter
MPM24OM5-SCZ-5 | MPO带引脚插口到SC扇出插口，24根光纤，OM5 50 / 125um多模，LSZH光缆护套，柠檬绿，5米 | 581.5 | https://www.l-com.cn/fiber-optic-mpo-w-pins-to-sc-fan-out-24-fiber-roundom5-50-125um-multimode-lszh-jacket-lime-green-5-meter
MPM24OM5-STR-05 | MPO带引脚插口到ST扇出插口，24根光纤，OM5 50 / 125um多模，OFNR 光缆护套，柠檬绿，0.5米 | 360.62 | https://www.l-com.cn/fiber-optic-mpo-w-pins-to-st-fan-out-24-fiber-roundom5-50-125um-mltmd-ofnr-jacket-lime-green-05-meter
MPM24OM5-STR-1 | MPO带引脚插口到ST扇出插口，24根光纤，OM5 50 / 125um多模，OFNR 光缆护套，柠檬绿，1米 | 385.17 | https://www.l-com.cn/fiber-optic-mpo-w-pins-to-st-fan-out-24-fiber-roundom5-50-125um-multimode-ofnr-jacket-lime-green-1-meter
MPM24OM5-STR-3 | MPO带引脚插口到ST扇出插口，24根光纤，OM5 50 / 125um多模，OFNR 光缆护套，柠檬绿，3米 | 483.34 | https://www.l-com.cn/fiber-optic-mpo-w-pins-to-st-fan-out-24-fiber-roundom5-50-125um-multimode-ofnr-jacket-lime-green-3-meter
MPM24OM5-STR-5 | MPO带引脚插口到ST扇出插口，24根光纤，OM5 50 / 125um多模，OFNR 光缆护套，柠檬绿，5米 | 581.5 | https://www.l-com.cn/fiber-optic-mpo-w-pins-to-st-fan-out-24-fiber-roundom5-50-125um-multimode-ofnr-jacket-lime-green-5-meter
MPM24OM5-STZ-05 | MPO带引脚插口到ST扇出插口，24根光纤，OM5 50 / 125um多模，LSZH光缆护套，柠檬绿，0.5米 | 360.63 | https://www.l-com.cn/fiber-optic-mpo-w-pins-to-st-fan-out-24-fiber-roundom5-50-125um-mltmd-lszh-jacket-lime-green-05-meter
MPM24OM5-STZ-1 | MPO带引脚插口到ST扇出插口，24根光纤，OM5 50 / 125um多模，LSZH光缆护套，柠檬绿，1米 | 385.16 | https://www.l-com.cn/fiber-optic-mpo-w-pins-to-st-fan-out-24-fiber-roundom5-50-125um-multimode-lszh-jacket-lime-green-1-meter
MPM24OM5-STZ-3 | MPO带引脚插口到ST扇出插口，24根光纤，OM5 50 / 125um多模，LSZH光缆护套，柠檬绿，3米 | 483.34 | https://www.l-com.cn/fiber-optic-mpo-w-pins-to-st-fan-out-24-fiber-roundom5-50-125um-multimode-lszh-jacket-lime-green-3-meter
MPM24OM5-STZ-5 | MPO带引脚插口到ST扇出插口，24根光纤，OM5 50 / 125um多模，LSZH光缆护套，柠檬绿，5米 | 581.5 | https://www.l-com.cn/fiber-optic-mpo-w-pins-to-st-fan-out-24-fiber-roundom5-50-125um-multimode-lszh-jacket-lime-green-5-meter
MPM24OS2-09LCR-1 | 无导针MPO/LC扇出，0.9mm直径，24芯，单模OS2 9/125μm，OFNR护套，青色，1米 | 384.5612 | https://www.l-com.cn/mpo-w-pins-to-lc-fan-out-09mm-diameter-24-fiber-os2-9-125um-single-mode-ofnr-jacket-aqua-1-meter
MPM24OS2-09LCR-10 | 无导针MPO/LC扇出，0.9mm直径，24芯，单模OS2 9/125μm，OFNR护套，青色，10米 | 476.3088 | https://www.l-com.cn/mpo-w-pins-to-lc-fan-out-09mm-diameter-24-fiber-os2-9-125um-single-mode-ofnr-jacket-aqua-10-meter
MPM24OS2-09LCR-3 | 无导针MPO/LC扇出，0.9mm直径，24芯，单模OS2 9/125μm，OFNR护套，青色，3米 | 404.932 | https://www.l-com.cn/mpo-w-pins-to-lc-fan-out-09mm-diameter-24-fiber-os2-9-125um-single-mode-ofnr-jacket-aqua-3-meter
MPM24OS2-09LCR-5 | 无导针MPO/LC扇出，0.9mm直径，24芯，单模OS2 9/125μm，OFNR护套，青色，5米 | 425.3238 | https://www.l-com.cn/mpo-w-pins-to-lc-fan-out-09mm-diameter-24-fiber-os2-9-125um-single-mode-ofnr-jacket-aqua-5-meter
MPM24OS2-20LCR-1 | 带导针MPO/LC扇出，2mm直径，24芯，单模OS2 9/125μm，OFNR护套，青色，1米 | 432.6696 | https://www.l-com.cn/mpo-w-pins-to-lc-fan-out-20mm-diameter-24-fiber-os2-9-125um-single-mode-ofnr-jacket-aqua-1-meter
MPM24OS2-20LCR-10 | 带导针MPO/LC扇出，2mm直径，24芯，单模OS2 9/125μm，OFNR护套，青色，10米 | 524.3832 | https://www.l-com.cn/mpo-w-pins-to-lc-fan-out-20mm-diameter-24-fiber-os2-9-125um-single-mode-ofnr-jacket-aqua-10-meter
MPM24OS2-20LCR-3 | 带导针MPO/LC扇出，2mm直径，24芯，单模OS2 9/125μm，OFNR护套，青色，3米 | 453.1032 | https://www.l-com.cn/mpo-w-pins-to-lc-fan-out-20mm-diameter-24-fiber-os2-9-125um-single-mode-ofnr-jacket-aqua-3-meter
MPM24OS2-20LCR-5 | 带导针MPO/LC扇出，2mm直径，24芯，单模OS2 9/125μm，OFNR护套，青色，5米 | 473.4576 | https://www.l-com.cn/mpo-w-pins-to-lc-fan-out-20mm-diameter-24-fiber-os2-9-125um-single-mode-ofnr-jacket-aqua-5-meter
MPM308-MPM212OM3R-1 | 3xMPO8（带引脚）到2xMPO12（带引脚），OM3 50 / 125um多模，ONFR 护套，柠檬绿，1米 | 391.33 | https://www.l-com.cn/fiber-optic-3xmpo8-w-pins-to-2xmpo12-w-pins-om3-50-125um-multimode-onfr-jacket-aqua-1-meter
MPM308-MPM212OM3R-3 | 3xMPO8（带引脚）到2xMPO12（带引脚），OM3 50 / 125um多模，ONFR 护套，柠檬绿，3米 | 443.44 | https://www.l-com.cn/fiber-optic-3xmpo8-w-pins-to-2xmpo12-w-pins-om3-50-125um-multimode-onfr-jacket-aqua-3-meter
MPM308-MPM212OM3R-5 | 3xMPO8（带引脚）到2xMPO12（带引脚），OM3 50 / 125um多模，ONFR 护套，柠檬绿，5米 | 495.54 | https://www.l-com.cn/fiber-optic-3xmpo8-w-pins-to-2xmpo12-w-pins-om3-50-125um-multimode-onfr-jacket-aqua-5-meter
MPM308-MPM212OM3Z-1 | 3xMPO8（带引脚）到2xMPO12（带引脚），OM3 50 / 125um多模，LSZH护套，柠檬绿，1米 | 391.33 | https://www.l-com.cn/fiber-optic-3xmpo8-w-pins-to-2xmpo12-w-pins-om3-50-125um-multimode-lszh-jacket-aqua-1-meter
MPM308-MPM212OM3Z-3 | 3xMPO8（带引脚）到2xMPO12（带引脚），OM3 50 / 125um多模，LSZH护套，柠檬绿，3米 | 443.44 | https://www.l-com.cn/fiber-optic-3xmpo8-w-pins-to-2xmpo12-w-pins-om3-50-125um-multimode-lszh-jacket-aqua-3-meter
MPM308-MPM212OM3Z-5 | 3xMPO8（带引脚）到2xMPO12（带引脚），OM3 50 / 125um多模，LSZH护套，柠檬绿，5米 | 495.54 | https://www.l-com.cn/fiber-optic-3xmpo8-w-pins-to-2xmpo12-w-pins-om3-50-125um-multimode-lszh-jacket-aqua-5-meter
MPM308-MPM212OM4R-1 | 3xMPO8（带引脚）到2xMPO12（带引脚），OM4 50 / 125um多模，ONFR 护套，柠檬绿，1米 | 409.59 | https://www.l-com.cn/fiber-optic-3xmpo8-w-pins-to-2xmpo12-w-pins-om4-50-125um-multimode-onfr-jacket-aqua-1-meter
MPM308-MPM212OM4R-3 | 3xMPO8（带引脚）到2xMPO12（带引脚），OM4 50 / 125um多模，ONFR 护套，柠檬绿，3米 | 498.23 | https://www.l-com.cn/fiber-optic-3xmpo8-w-pins-to-2xmpo12-w-pins-om4-50-125um-multimode-onfr-jacket-aqua-3-meter
MPM308-MPM212OM4R-5 | 3xMPO8（带引脚）到2xMPO12（带引脚），OM4 50 / 125um多模，ONFR 护套，柠檬绿，5米 | 586.87 | https://www.l-com.cn/fiber-optic-3xmpo8-w-pins-to-2xmpo12-w-pins-om4-50-125um-multimode-onfr-jacket-aqua-5-meter
MPM308-MPM212OM4Z-1 | 3xMPO8（带引脚）到2xMPO12（带引脚），OM4 50 / 125um多模，LSZH护套，柠檬绿，1米 | 409.59 | https://www.l-com.cn/fiber-optic-3xmpo8-w-pins-to-2xmpo12-w-pins-om4-50-125um-multimode-lszh-jacket-aqua-1-meter
MPM308-MPM212OM4Z-3 | 3xMPO8（带引脚）到2xMPO12（带引脚），OM4 50 / 125um多模，LSZH护套，柠檬绿，3米 | 498.23 | https://www.l-com.cn/fiber-optic-3xmpo8-w-pins-to-2xmpo12-w-pins-om4-50-125um-multimode-lszh-jacket-aqua-3-meter
MPM308-MPM212OM4Z-5 | 3xMPO8（带引脚）到2xMPO12（带引脚），OM4 50 / 125um多模，LSZH护套，柠檬绿，5米 | 586.86 | https://www.l-com.cn/fiber-optic-3xmpo8-w-pins-to-2xmpo12-w-pins-om4-50-125um-multimode-lszh-jacket-aqua-5-meter
MPM308-MPM212OM5R-1 | 3xMPO8（带引脚）到2xMPO12（带引脚），OM5 50 / 125um多模，ONFR 护套，柠檬绿，1米 | 435.65 | https://www.l-com.cn/fiber-optic-3xmpo8-w-pins-to-2xmpo12-w-pins-om5-50-125um-multimode-onfr-jacket-lime-green-1-meter
MPM308-MPM212OM5R-3 | 3xMPO8（带引脚）到2xMPO12（带引脚），OM5 50 / 125um多模，ONFR 护套，柠檬绿，3米 | 534.24 | https://www.l-com.cn/fiber-optic-3xmpo8-w-pins-to-2xmpo12-w-pins-om5-50-125um-multimode-onfr-jacket-lime-green-3-meter
MPM308-MPM212OM5R-5 | 3xMPO8（带引脚）到2xMPO12（带引脚），OM5 50 / 125um多模，ONFR 护套，柠檬绿，5米 | 632.84 | https://www.l-com.cn/fiber-optic-3xmpo8-w-pins-to-2xmpo12-w-pins-om5-50-125um-multimode-onfr-jacket-lime-green-5-meter
MPM308-MPM212OM5Z-1 | 3xMPO8（带引脚）到2xMPO12（带引脚），OM5 50 / 125um多模，LSZH护套，柠檬绿，1米 | 435.65 | https://www.l-com.cn/fiber-optic-3xmpo8-w-pins-to-2xmpo12-w-pins-om5-50-125um-multimode-lszh-jacket-lime-green-1-meter
MPM308-MPM212OM5Z-3 | 3xMPO8（带引脚）到2xMPO12（带引脚），OM5 50 / 125um多模，LSZH护套，柠檬绿，3米 | 534.24 | https://www.l-com.cn/fiber-optic-3xmpo8-w-pins-to-2xmpo12-w-pins-om5-50-125um-multimode-lszh-jacket-lime-green-3-meter
MPM308-MPM212OM5Z-5 | 3xMPO8（带引脚）到2xMPO12（带引脚），OM5 50 / 125um多模，LSZH护套，柠檬绿，5米 | 632.85 | https://www.l-com.cn/fiber-optic-3xmpo8-w-pins-to-2xmpo12-w-pins-om5-50-125um-multimode-lszh-jacket-lime-green-5-meter
MPM6OM3-ST-1 | 6芯光纤带，MPO公头/6条ST扇出，OM3 10G 50/125多模，OFNR护套，天蓝，1米 | 125.54 | https://www.l-com.cn/fiber-optic-mpo-male-to-6x-st-fan-out-6-fiber-ribbon-om3-10g-50-125-multimode-ofnr-jacket-aqua-10m
MPM6S-LC-5 | MPO公头/6条LC扇出，6芯光纤带，9/125单模，OFNR护套，黄，5米 | 155.44 | https://www.l-com.cn/fiber-optic-mpo-male-to-6x-lc-fan-out-6-fiber-ribbon-9-125-singlemode-ofnr-jacket-yellow-50m
MPM8OM4-FLCR-05 | MPO带引脚插口到FLC扇出插口，8根光纤，OM4 50 / 125um多模，OFNR 光缆护套，水蓝色，0.5米 | 146.11 | https://www.l-com.cn/fiber-optic-mpo-w-pins-to-flc-fan-out-8-fiber-roundom4-50-125um-multimode-ofnr-jacket-aqua-05-meter
MPM8OM4-FLCR-1 | MPO带引脚插口到FLC扇出插口，8根光纤，OM4 50 / 125um多模，OFNR 光缆护套，水蓝色，1米 | 155.51 | https://www.l-com.cn/fiber-optic-mpo-w-pins-to-flc-fan-out-8-fiber-roundom4-50-125um-multimode-ofnr-jacket-aqua-1-meter
MPM8OM4-FLCR-3 | MPO带引脚插口到FLC扇出插口，8根光纤，OM4 50 / 125um多模，OFNR 光缆护套，水蓝色，3米 | 193.16 | https://www.l-com.cn/fiber-optic-mpo-w-pins-to-flc-fan-out-8-fiber-roundom4-50-125um-multimode-ofnr-jacket-aqua-3-meter
MPM8OM4-FLCR-5 | MPO带引脚插口到FLC扇出插口，8根光纤，OM4 50 / 125um多模，OFNR 光缆护套，水蓝色，5米 | 230.8 | https://www.l-com.cn/fiber-optic-mpo-w-pins-to-flc-fan-out-8-fiber-roundom4-50-125um-multimode-ofnr-jacket-aqua-5-meter
MPM8OM4-FLCZ-05 | MPO带引脚插口到FLC扇出插口，8根光纤，OM4 50 / 125um多模，LSZH光缆护套，水蓝色，0.5米 | 146.1 | https://www.l-com.cn/fiber-optic-mpo-w-pins-to-flc-fan-out-8-fiber-roundom4-50-125um-multimode-lszh-jacket-aqua-05-meter
MPM8OM4-FLCZ-1 | MPO带引脚插口到FLC扇出插口，8根光纤，OM4 50 / 125um多模，LSZH光缆护套，水蓝色，1米 | 155.52 | https://www.l-com.cn/fiber-optic-mpo-w-pins-to-flc-fan-out-8-fiber-roundom4-50-125um-multimode-lszh-jacket-aqua-1-meter
MPM8OM4-FLCZ-3 | MPO带引脚插口到FLC扇出插口，8根光纤，OM4 50 / 125um多模，LSZH光缆护套，水蓝色，3米 | 193.16 | https://www.l-com.cn/fiber-optic-mpo-w-pins-to-flc-fan-out-8-fiber-roundom4-50-125um-multimode-lszh-jacket-aqua-3-meter
MPM8OM4-FLCZ-5 | MPO带引脚插口到FLC扇出插口，8根光纤，OM4 50 / 125um多模，LSZH光缆护套，水蓝色，5米 | 230.79 | https://www.l-com.cn/fiber-optic-mpo-w-pins-to-flc-fan-out-8-fiber-roundom4-50-125um-multimode-lszh-jacket-aqua-5-meter
MPM8OM4-LCR-05 | MPO带引脚插口到LC扇出插口，8根光纤，OM4 50 / 125um多模，OFNR 光缆护套，水蓝色，0.5米 | 130.85 | https://www.l-com.cn/fiber-optic-mpo-w-pins-to-lc-fan-out-8-fiber-roundom4-50-125um-multimode-ofnr-jacket-aqua-05-meter
MPM8OM4-LCR-1 | MPO带引脚插口到LC扇出插口，8根光纤，OM4 50 / 125um多模，OFNR 光缆护套，水蓝色，1米 | 140.26 | https://www.l-com.cn/fiber-optic-mpo-w-pins-to-lc-fan-out-8-fiber-roundom4-50-125um-multimode-ofnr-jacket-aqua-1-meter
MPM8OM4-LCR-10 | MPO带引脚插口到LC扇出插口，8根光纤，OM4 50 / 125um多模，OFNR 光缆护套，水蓝色，10米 | 309.63 | https://www.l-com.cn/fiber-optic-mpo-w-pins-to-lc-fan-out-8-fiber-roundom4-50-125um-multimode-ofnr-jacket-aqua-10-meter
MPM8OM4-LCR-3 | MPO带引脚插口到LC扇出插口，8根光纤，OM4 50 / 125um多模，OFNR 光缆护套，水蓝色，3米 | 177.9 | https://www.l-com.cn/fiber-optic-mpo-w-pins-to-lc-fan-out-8-fiber-roundom4-50-125um-multimode-ofnr-jacket-aqua-3-meter
MPM8OM4-LCR-5 | MPO带引脚插口到LC扇出插口，8根光纤，OM4 50 / 125um多模，OFNR 光缆护套，水蓝色，5米 | 215.53 | https://www.l-com.cn/fiber-optic-mpo-w-pins-to-lc-fan-out-8-fiber-roundom4-50-125um-multimode-ofnr-jacket-aqua-5-meter
MPM8OM4-LCZ-05 | MPO带引脚插口到LC扇出插口，8根光纤，OM4 50 / 125um多模，LSZH光缆护套，水蓝色，0.5米 | 132.985 | https://www.l-com.cn/fiber-optic-mpo-w-pins-to-lc-fan-out-8-fiber-roundom4-50-125um-multimode-lszh-jacket-aqua-05-meter
MPM8OM4-LCZ-1 | MPO带引脚插口到LC扇出插口，8根光纤，OM4 50 / 125um多模，LSZH光缆护套，水蓝色，1米 | 140.26 | https://www.l-com.cn/fiber-optic-mpo-w-pins-to-lc-fan-out-8-fiber-roundom4-50-125um-multimode-lszh-jacket-aqua-1-meter
MPM8OM4-LCZ-3 | MPO带引脚插口到LC扇出插口，8根光纤，OM4 50 / 125um多模，LSZH光缆护套，水蓝色，3米 | 180.8025 | https://www.l-com.cn/fiber-optic-mpo-w-pins-to-lc-fan-out-8-fiber-roundom4-50-125um-multimode-lszh-jacket-aqua-3-meter
MPM8OM4-LCZ-5 | MPO带引脚插口到LC扇出插口，8根光纤，OM4 50 / 125um多模，LSZH光缆护套，水蓝色，5米 | 215.54 | https://www.l-com.cn/fiber-optic-mpo-w-pins-to-lc-fan-out-8-fiber-roundom4-50-125um-multimode-lszh-jacket-aqua-5-meter
MPM8OM4-SCR-05 | MPO带引脚插口到SC扇出插口，8根光纤，OM4 50 / 125um多模，OFNR 光缆护套，水蓝色，0.5米 | 130.84 | https://www.l-com.cn/fiber-optic-mpo-w-pins-to-sc-fan-out-8-fiber-roundom4-50-125um-multimode-ofnr-jacket-aqua-05-meter
MPM8OM4-SCR-1 | MPO带引脚插口到SC扇出插口，8根光纤，OM4 50 / 125um多模，OFNR 光缆护套，水蓝色，1米 | 140.26 | https://www.l-com.cn/fiber-optic-mpo-w-pins-to-sc-fan-out-8-fiber-roundom4-50-125um-multimode-ofnr-jacket-aqua-1-meter
MPM8OM4-SCR-3 | MPO带引脚插口到SC扇出插口，8根光纤，OM4 50 / 125um多模，OFNR 光缆护套，水蓝色，3米 | 177.9 | https://www.l-com.cn/fiber-optic-mpo-w-pins-to-sc-fan-out-8-fiber-roundom4-50-125um-multimode-ofnr-jacket-aqua-3-meter
MPM8OM4-SCR-5 | MPO带引脚插口到SC扇出插口，8根光纤，OM4 50 / 125um多模，OFNR 光缆护套，水蓝色，5米 | 215.54 | https://www.l-com.cn/fiber-optic-mpo-w-pins-to-sc-fan-out-8-fiber-roundom4-50-125um-multimode-ofnr-jacket-aqua-5-meter
MPM8OM4-SCZ-05 | MPO带引脚插口到SC扇出插口，8根光纤，OM4 50 / 125um多模，LSZH光缆护套，水蓝色，0.5米 | 132.9825 | https://www.l-com.cn/fiber-optic-mpo-w-pins-to-sc-fan-out-8-fiber-roundom4-50-125um-multimode-lszh-jacket-aqua-05-meter
MPM8OM4-SCZ-1 | MPO带引脚插口到SC扇出插口，8根光纤，OM4 50 / 125um多模，LSZH光缆护套，水蓝色，1米 | 140.25 | https://www.l-com.cn/fiber-optic-mpo-w-pins-to-sc-fan-out-8-fiber-roundom4-50-125um-multimode-lszh-jacket-aqua-1-meter
MPM8OM4-SCZ-3 | MPO带引脚插口到SC扇出插口，8根光纤，OM4 50 / 125um多模，LSZH光缆护套，水蓝色，3米 | 180.8 | https://www.l-com.cn/fiber-optic-mpo-w-pins-to-sc-fan-out-8-fiber-roundom4-50-125um-multimode-lszh-jacket-aqua-3-meter
MPM8OM4-SCZ-5 | MPO带引脚插口到SC扇出插口，8根光纤，OM4 50 / 125um多模，LSZH光缆护套，水蓝色，5米 | 215.54 | https://www.l-com.cn/fiber-optic-mpo-w-pins-to-sc-fan-out-8-fiber-roundom4-50-125um-multimode-lszh-jacket-aqua-5-meter
MPM8OM4-STR-05 | MPO带引脚插口到ST扇出插口，8根光纤，OM4 50 / 125um多模，OFNR 光缆护套，水蓝色，0.5米 | 130.85 | https://www.l-com.cn/fiber-optic-mpo-w-pins-to-st-fan-out-8-fiber-roundom4-50-125um-multimode-ofnr-jacket-aqua-05-meter
MPM8OM4-STR-1 | MPO带引脚插口到ST扇出插口，8根光纤，OM4 50 / 125um多模，OFNR 光缆护套，水蓝色，1米 | 140.25 | https://www.l-com.cn/fiber-optic-mpo-w-pins-to-st-fan-out-8-fiber-roundom4-50-125um-multimode-ofnr-jacket-aqua-1-meter
MPM8OM4-STR-3 | MPO带引脚插口到ST扇出插口，8根光纤，OM4 50 / 125um多模，OFNR 光缆护套，水蓝色，3米 | 177.9 | https://www.l-com.cn/fiber-optic-mpo-w-pins-to-st-fan-out-8-fiber-roundom4-50-125um-multimode-ofnr-jacket-aqua-3-meter
MPM8OM4-STR-5 | MPO带引脚插口到ST扇出插口，8根光纤，OM4 50 / 125um多模，OFNR 光缆护套，水蓝色，5米 | 215.54 | https://www.l-com.cn/fiber-optic-mpo-w-pins-to-st-fan-out-8-fiber-roundom4-50-125um-multimode-ofnr-jacket-aqua-5-meter
MPM8OM4-STZ-05 | MPO带引脚插口到ST扇出插口，8根光纤，OM4 50 / 125um多模，LSZH光缆护套，水蓝色，0.5米 | 130.84 | https://www.l-com.cn/fiber-optic-mpo-w-pins-to-st-fan-out-8-fiber-roundom4-50-125um-multimode-lszh-jacket-aqua-05-meter
MPM8OM4-STZ-1 | MPO带引脚插口到ST扇出插口，8根光纤，OM4 50 / 125um多模，LSZH光缆护套，水蓝色，1米 | 140.26 | https://www.l-com.cn/fiber-optic-mpo-w-pins-to-st-fan-out-8-fiber-roundom4-50-125um-multimode-lszh-jacket-aqua-1-meter
MPM8OM4-STZ-3 | MPO带引脚插口到ST扇出插口，8根光纤，OM4 50 / 125um多模，LSZH光缆护套，水蓝色，3米 | 177.9 | https://www.l-com.cn/fiber-optic-mpo-w-pins-to-st-fan-out-8-fiber-roundom4-50-125um-multimode-lszh-jacket-aqua-3-meter
MPM8OM4-STZ-5 | MPO带引脚插口到ST扇出插口，8根光纤，OM4 50 / 125um多模，LSZH光缆护套，水蓝色，5米 | 215.54 | https://www.l-com.cn/fiber-optic-mpo-w-pins-to-st-fan-out-8-fiber-roundom4-50-125um-multimode-lszh-jacket-aqua-5-meter
MPM8OM5-FLCR-05 | MPO带引脚插口到FLC扇出插口，8根光纤，B型，OM5 50 / 125um多模，OFNR 光缆护套，柠檬绿，0.5米 | 148.14 | https://www.l-com.cn/fiber-optic-mpo-w-pins-to-flc-fan-out-8-fiber-roundom5-50-125um-mltmd-ofnr-jacket-lime-green-05-meter
MPM8OM5-FLCR-1 | MPO带引脚插口到FLC扇出插口，8根光纤，B型，OM5 50 / 125um多模，OFNR 光缆护套，柠檬绿，1米 | 156.78 | https://www.l-com.cn/fiber-optic-mpo-w-pins-to-flc-fan-out-8-fiber-roundom5-50-125um-multimode-ofnr-jacket-lime-green-1-meter
MPM8OM5-FLCR-3 | MPO带引脚插口到FLC扇出插口，8根光纤，B型，OM5 50 / 125um多模，OFNR 光缆护套，柠檬绿，3米 | 191.38 | https://www.l-com.cn/fiber-optic-mpo-w-pins-to-flc-fan-out-8-fiber-roundom5-50-125um-multimode-ofnr-jacket-lime-green-3-meter
MPM8OM5-FLCR-5 | MPO带引脚插口到FLC扇出插口，8根光纤，B型，OM5 50 / 125um多模，OFNR 光缆护套，柠檬绿，5米 | 225.96 | https://www.l-com.cn/fiber-optic-mpo-w-pins-to-flc-fan-out-8-fiber-roundom5-50-125um-multimode-ofnr-jacket-lime-green-5-meter
MPM8OM5-FLCZ-05 | MPO带引脚插口到FLC扇出插口，8根光纤，B型，OM5 50 / 125um多模，LSZH光缆护套，柠檬绿，0.5米 | 148.15 | https://www.l-com.cn/fiber-optic-mpo-w-pins-to-flc-fan-out-8-fiber-roundom5-50-125um-mltmd-lszh-jacket-lime-green-05-meter
MPM8OM5-FLCZ-1 | MPO带引脚插口到FLC扇出插口，8根光纤，B型，OM5 50 / 125um多模，LSZH光缆护套，柠檬绿，1米 | 156.78 | https://www.l-com.cn/fiber-optic-mpo-w-pins-to-flc-fan-out-8-fiber-roundom5-50-125um-multimode-lszh-jacket-lime-green-1-meter
MPM8OM5-FLCZ-3 | MPO带引脚插口到FLC扇出插口，8根光纤，B型，OM5 50 / 125um多模，LSZH光缆护套，柠檬绿，3米 | 191.38 | https://www.l-com.cn/fiber-optic-mpo-w-pins-to-flc-fan-out-8-fiber-roundom5-50-125um-multimode-lszh-jacket-lime-green-3-meter
MPM8OM5-FLCZ-5 | MPO带引脚插口到FLC扇出插口，8根光纤，B型，OM5 50 / 125um多模，LSZH光缆护套，柠檬绿，5米 | 225.96 | https://www.l-com.cn/fiber-optic-mpo-w-pins-to-flc-fan-out-8-fiber-roundom5-50-125um-multimode-lszh-jacket-lime-green-5-meter
MPM8OM5-LCR-05 | MPO带引脚插口到LC扇出插口，8根光纤，B型，OM5 50 / 125um多模，OFNR 光缆护套，柠檬绿，0.5米 | 132.88 | https://www.l-com.cn/fiber-optic-mpo-w-pins-to-lc-fan-out-8-fiber-roundom5-50-125um-multimode-ofnr-jacket-lime-green-05-meter
MPM8OM5-LCR-1 | MPO带引脚插口到LC扇出插口，8根光纤，B型，OM5 50 / 125um多模，OFNR 光缆护套，柠檬绿，1米 | 141.53 | https://www.l-com.cn/fiber-optic-mpo-w-pins-to-lc-fan-out-8-fiber-roundom5-50-125um-multimode-ofnr-jacket-lime-green-1-meter
MPM8OM5-LCR-3 | MPO带引脚插口到LC扇出插口，8根光纤，B型，OM5 50 / 125um多模，OFNR 光缆护套，柠檬绿，3米 | 176.12 | https://www.l-com.cn/fiber-optic-mpo-w-pins-to-lc-fan-out-8-fiber-roundom5-50-125um-multimode-ofnr-jacket-lime-green-3-meter
MPM8OM5-LCR-5 | MPO带引脚插口到LC扇出插口，8根光纤，B型，OM5 50 / 125um多模，OFNR 光缆护套，柠檬绿，5米 | 210.7 | https://www.l-com.cn/fiber-optic-mpo-w-pins-to-lc-fan-out-8-fiber-roundom5-50-125um-multimode-ofnr-jacket-lime-green-5-meter
MPM8OM5-LCZ-05 | MPO带引脚插口到LC扇出插口，8根光纤，B型，OM5 50 / 125um多模，LSZH光缆护套，柠檬绿，0.5米 | 132.89 | https://www.l-com.cn/fiber-optic-mpo-w-pins-to-lc-fan-out-8-fiber-roundom5-50-125um-multimode-lszh-jacket-lime-green-05-meter
MPM8OM5-LCZ-1 | MPO带引脚插口到LC扇出插口，8根光纤，B型，OM5 50 / 125um多模，LSZH光缆护套，柠檬绿，1米 | 141.53 | https://www.l-com.cn/fiber-optic-mpo-w-pins-to-lc-fan-out-8-fiber-roundom5-50-125um-multimode-lszh-jacket-lime-green-1-meter
MPM8OM5-LCZ-3 | MPO带引脚插口到LC扇出插口，8根光纤，B型，OM5 50 / 125um多模，LSZH光缆护套，柠檬绿，3米 | 176.11 | https://www.l-com.cn/fiber-optic-mpo-w-pins-to-lc-fan-out-8-fiber-roundom5-50-125um-multimode-lszh-jacket-lime-green-3-meter
MPM8OM5-LCZ-5 | MPO带引脚插口到LC扇出插口，8根光纤，B型，OM5 50 / 125um多模，LSZH光缆护套，柠檬绿，5米 | 210.71 | https://www.l-com.cn/fiber-optic-mpo-w-pins-to-lc-fan-out-8-fiber-roundom5-50-125um-multimode-lszh-jacket-lime-green-5-meter
MPM8OM5-SCR-05 | MPO带引脚插口到SC扇出插口，8根光纤，B型，OM5 50 / 125um多模，OFNR 光缆护套，柠檬绿，0.5米 | 132.88 | https://www.l-com.cn/fiber-optic-mpo-w-pins-to-sc-fan-out-8-fiber-roundom5-50-125um-multimode-ofnr-jacket-lime-green-05-meter
MPM8OM5-SCR-1 | MPO带引脚插口到SC扇出插口，8根光纤，B型，OM5 50 / 125um多模，OFNR 光缆护套，柠檬绿，1米 | 141.53 | https://www.l-com.cn/fiber-optic-mpo-w-pins-to-sc-fan-out-8-fiber-roundom5-50-125um-multimode-ofnr-jacket-lime-green-1-meter
MPM8OM5-SCR-3 | MPO带引脚插口到SC扇出插口，8根光纤，B型，OM5 50 / 125um多模，OFNR 光缆护套，柠檬绿，3米 | 176.11 | https://www.l-com.cn/fiber-optic-mpo-w-pins-to-sc-fan-out-8-fiber-roundom5-50-125um-multimode-ofnr-jacket-lime-green-3-meter
MPM8OM5-SCR-5 | MPO带引脚插口到SC扇出插口，8根光纤，B型，OM5 50 / 125um多模，OFNR 光缆护套，柠檬绿，5米 | 210.71 | https://www.l-com.cn/fiber-optic-mpo-w-pins-to-sc-fan-out-8-fiber-roundom5-50-125um-multimode-ofnr-jacket-lime-green-5-meter
MPM8OM5-SCZ-05 | MPO带引脚插口到SC扇出插口，8根光纤，B型，OM5 50 / 125um多模，LSZH光缆护套，柠檬绿，0.5米 | 132.88 | https://www.l-com.cn/fiber-optic-mpo-w-pins-to-sc-fan-out-8-fiber-roundom5-50-125um-multimode-lszh-jacket-lime-green-05-meter
MPM8OM5-SCZ-1 | MPO带引脚插口到SC扇出插口，8根光纤，B型，OM5 50 / 125um多模，LSZH光缆护套，柠檬绿，1米 | 141.53 | https://www.l-com.cn/fiber-optic-mpo-w-pins-to-sc-fan-out-8-fiber-roundom5-50-125um-multimode-lszh-jacket-lime-green-1-meter
MPM8OM5-SCZ-3 | MPO带引脚插口到SC扇出插口，8根光纤，B型，OM5 50 / 125um多模，LSZH光缆护套，柠檬绿，3米 | 176.12 | https://www.l-com.cn/fiber-optic-mpo-w-pins-to-sc-fan-out-8-fiber-roundom5-50-125um-multimode-lszh-jacket-lime-green-3-meter
MPM8OM5-SCZ-5 | MPO带引脚插口到SC扇出插口，8根光纤，B型，OM5 50 / 125um多模，LSZH光缆护套，柠檬绿，5米 | 210.7 | https://www.l-com.cn/fiber-optic-mpo-w-pins-to-sc-fan-out-8-fiber-roundom5-50-125um-multimode-lszh-jacket-lime-green-5-meter
MPM8OM5-STR-05 | MPO带引脚插口到ST扇出插口，8根光纤，B型，OM5 50 / 125um多模，OFNR 光缆护套，柠檬绿，0.5米 | 132.88 | https://www.l-com.cn/fiber-optic-mpo-w-pins-to-st-fan-out-8-fiber-roundom5-50-125um-multimode-ofnr-jacket-lime-green-05-meter
MPM8OM5-STR-1 | MPO带引脚插口到ST扇出插口，8根光纤，B型，OM5 50 / 125um多模，OFNR 光缆护套，柠檬绿，1米 | 141.53 | https://www.l-com.cn/fiber-optic-mpo-w-pins-to-st-fan-out-8-fiber-roundom5-50-125um-multimode-ofnr-jacket-lime-green-1-meter
MPM8OM5-STR-3 | MPO带引脚插口到ST扇出插口，8根光纤，B型，OM5 50 / 125um多模，OFNR 光缆护套，柠檬绿，3米 | 176.12 | https://www.l-com.cn/fiber-optic-mpo-w-pins-to-st-fan-out-8-fiber-roundom5-50-125um-multimode-ofnr-jacket-lime-green-3-meter
MPM8OM5-STR-5 | MPO带引脚插口到ST扇出插口，8根光纤，B型，OM5 50 / 125um多模，OFNR 光缆护套，柠檬绿，5米 | 210.7 | https://www.l-com.cn/fiber-optic-mpo-w-pins-to-st-fan-out-8-fiber-roundom5-50-125um-multimode-ofnr-jacket-lime-green-5-meter
MPM8OM5-STZ-05 | MPO带引脚插口到ST扇出插口，8根光纤，B型，OM5 50 / 125um多模，LSZH光缆护套，柠檬绿，0.5米 | 132.88 | https://www.l-com.cn/fiber-optic-mpo-w-pins-to-st-fan-out-8-fiber-roundom5-50-125um-multimode-lszh-jacket-lime-green-05-meter
MPM8OM5-STZ-1 | MPO带引脚插口到ST扇出插口，8根光纤，B型，OM5 50 / 125um多模，LSZH光缆护套，柠檬绿，1米 | 141.53 | https://www.l-com.cn/fiber-optic-mpo-w-pins-to-st-fan-out-8-fiber-roundom5-50-125um-multimode-lszh-jacket-lime-green-1-meter
MPM8OM5-STZ-3 | MPO带引脚插口到ST扇出插口，8根光纤，B型，OM5 50 / 125um多模，LSZH光缆护套，柠檬绿，3米 | 176.12 | https://www.l-com.cn/fiber-optic-mpo-w-pins-to-st-fan-out-8-fiber-roundom5-50-125um-multimode-lszh-jacket-lime-green-3-meter
MPM8OM5-STZ-5 | MPO带引脚插口到ST扇出插口，8根光纤，B型，OM5 50 / 125um多模，LSZH光缆护套，柠檬绿，5米 | 210.7 | https://www.l-com.cn/fiber-optic-mpo-w-pins-to-st-fan-out-8-fiber-roundom5-50-125um-multimode-lszh-jacket-lime-green-5-meter
MPMM12OM1-1 | MPO w/ pins to MPO w/ pins, 12 Fiber Ribbon, OM1 62.5/125 Multimode, OFNR Jacket, Orange, 1.0m | 128.56 | https://www.l-com.cn/fiber-optic-mpo-w-pins-to-mpo-w-pins-12-fiber-ribbon-om1-625-125-multimode-ofnr-jacket-orange-10m
MPMM12OM1-10 | MPO w/ pins to MPO w/ pins, 12 Fiber Ribbon, OM1 62.5/125 Multimode, OFNR Jacket, Orange, 10.0m | 243.03 | https://www.l-com.cn/fiber-optic-mpo-w-pins-to-mpo-w-pins-12-fiber-ribbon-om1-625-125-multimode-ofnr-jacket-orange-100m
MPMM12OM1-25 | 带导针MPO/带导针MPO，12芯光纤带，OM1 62.5/125多模，OFNR护套，橙，25米 | 433.87 | https://www.l-com.cn/fiber-optic-mpo-w-pins-to-mpo-w-pins-12-fiber-ribbon-om1-625-125-multimode-ofnr-jacket-orange-250m
MPMM12OM1-3 | MPO w/ pins to MPO w/ pins, 12 Fiber Ribbon, OM1 62.5/125 Multimode, OFNR Jacket, Orange, 3.0m | 154.03 | https://www.l-com.cn/fiber-optic-mpo-w-pins-to-mpo-w-pins-12-fiber-ribbon-om1-625-125-multimode-ofnr-jacket-orange-30m
MPMM12OM1-5 | MPO w/ pins to MPO w/ pins, 12 Fiber Ribbon, OM1 62.5/125 Multimode, OFNR Jacket, Orange, 5.0m | 179.44 | https://www.l-com.cn/fiber-optic-mpo-w-pins-to-mpo-w-pins-12-fiber-ribbon-om1-625-125-multimode-ofnr-jacket-orange-50m
MPMM12OM2-1 | MPO w/ pins to MPO w/ pins, 12 Fiber Ribbon, OM2 50/125 Multimode, OFNR Jacket, Orange, 1.0m | 128.56 | https://www.l-com.cn/fiber-optic-mpo-w-pins-to-mpo-w-pins-12-fiber-ribbon-om2-50-125-multimode-ofnr-jacket-orange-10m
MPMM12OM2-10 | MPO w/ pins to MPO w/ pins, 12 Fiber Ribbon, OM2 50/125 Multimode, OFNR Jacket, Orange, 10.0m | 243.03 | https://www.l-com.cn/fiber-optic-mpo-w-pins-to-mpo-w-pins-12-fiber-ribbon-om2-50-125-multimode-ofnr-jacket-orange-100m
MPMM12OM2-3 | MPO w/ pins to MPO w/ pins, 12 Fiber Ribbon, OM2 50/125 Multimode, OFNR Jacket, Orange, 3.0m | 154.03 | https://www.l-com.cn/fiber-optic-mpo-w-pins-to-mpo-w-pins-12-fiber-ribbon-om2-50-125-multimode-ofnr-jacket-orange-30m
MPMM12OM2-5 | MPO w/ pins to MPO w/ pins, 12 Fiber Ribbon, OM2 50/125 Multimode, OFNR Jacket, Orange, 5.0m | 179.44 | https://www.l-com.cn/fiber-optic-mpo-w-pins-to-mpo-w-pins-12-fiber-ribbon-om2-50-125-multimode-ofnr-jacket-orange-50m
MPMM12OM3-1 | MPO w/ pins to MPO w/ pins, 12 Fiber Ribbon, OM3 10G 50/125 Multimode, OFNR Jacket, Aqua, 1.0m | 141.28 | https://www.l-com.cn/fiber-optic-mpo-w-pins-to-mpo-w-pins-12-fiber-ribbon-om3-10g-50-125-multimode-ofnr-jacket-aqua-10m
MPMM12OM3-10 | MPO w/ pins to MPO w/ pins, 12 Fiber Ribbon, OM3 10G 50/125 Multimode, OFNR Jacket, Aqua, 10.0m | 370.25 | https://www.l-com.cn/fiber-optic-mpo-w-pins-to-mpo-w-pins-12-fiber-ribbon-om3-10g-50-125-multimode-ofnr-jacket-aqua-100m
MPMM12OM3-25 | 带导针MPO/带导针MPO，12芯光纤带，OM3 10G 50/125多模，OFNR护套，天蓝，25米 | 641.66 | https://www.l-com.cn/fiber-optic-mpo-w-pins-to-mpo-w-pins-12-fiber-ribbon-om3-10g-50-125-multimode-ofnr-jacket-aqua-250m
MPMM12OM3-3 | MPO w/ pins to MPO w/ pins, 12 Fiber Ribbon, OM3 10G 50/125 Multimode, OFNR Jacket, Aqua, 3.0m | 192.18 | https://www.l-com.cn/fiber-optic-mpo-w-pins-to-mpo-w-pins-12-fiber-ribbon-om3-10g-50-125-multimode-ofnr-jacket-aqua-30m
MPMM12OM3-5 | MPO w/ pins to MPO w/ pins, 12 Fiber Ribbon, OM3 10G 50/125 Multimode, OFNR Jacket, Aqua, 5.0m | 243.03 | https://www.l-com.cn/fiber-optic-mpo-w-pins-to-mpo-w-pins-12-fiber-ribbon-om3-10g-50-125-multimode-ofnr-jacket-aqua-50m
MPMM12OM3-50 | 带导针MPO/带导针MPO，12芯光纤带，OM3 10G 50/125多模，OFNR护套，天蓝，50米 | 1387.99 | https://www.l-com.cn/fiber-optic-mpo-w-pins-to-mpo-w-pins-12-fiber-ribbon-om3-10g-50-125-multimode-ofnr-jacket-aqua-500m
MPMM12OM4-1 | MPO w/ pins to MPO w/ pins, 12 Fiber Ribbon, OM4 100G 50/125 Multimode, LSZH Jacket, Aqua, 1.0m | 155.03 | https://www.l-com.cn/fiber-optic-mpo-w-pins-to-mpo-w-pins-12-fiber-ribbon-om4-100g-50-125-multimode-lszh-jacket-aqua-10m
MPMM12OM4-10 | MPO w/ pins to MPO w/ pins, 12 Fiber Ribbon, OM4 100G 50/125 Multimode, LSZH Jacket, Aqua, 10.0m | 507.94 | https://www.l-com.cn/fiber-optic-mpo-w-pins-to-mpo-w-pins-12-fiber-ribbon-om4-100g-50-125-multimode-lszh-jacket-aqua-100m
MPMM12OM4-25 | 带导针MPO/带导针MPO，12芯光纤带，OM4 100G 50/125多模，低烟无卤护套，天蓝，25米 | 1096.11 | https://www.l-com.cn/fiber-optic-mpo-w-pins-to-mpo-w-pins-12-fiber-ribbon-om4-100g-50-125-multimode-lszh-jacket-aqua-250m
MPMM12OM4-3 | MPO w/ pins to MPO w/ pins, 12 Fiber Ribbon, OM4 100G 50/125 Multimode, LSZH Jacket, Aqua, 3.0m | 233.46 | https://www.l-com.cn/fiber-optic-mpo-w-pins-to-mpo-w-pins-12-fiber-ribbon-om4-100g-50-125-multimode-lszh-jacket-aqua-30m
MPMM12OM4-5 | MPO w/ pins to MPO w/ pins, 12 Fiber Ribbon, OM4 100G 50/125 Multimode, LSZH Jacket, Aqua, 5.0m | 311.91 | https://www.l-com.cn/fiber-optic-mpo-w-pins-to-mpo-w-pins-12-fiber-ribbon-om4-100g-50-125-multimode-lszh-jacket-aqua-50m
MPMM12OM4-50 | 带导针MPO/带导针MPO，12芯光纤带，OM4 100G 50/125多模，低烟无卤护套，天蓝，50米 | 1771.96 | https://www.l-com.cn/fiber-optic-mpo-w-pins-to-mpo-w-pins-12-fiber-ribbon-om4-100g-50-125-multimode-lszh-jacket-aqua-500m
MPMM12S-1 | MPO w/ pins to MPO w/ pins, 12 Fiber Ribbon, 9/125 Singlemode, OFNR Jacket, Yellow, 1.0m | 159.68 | https://www.l-com.cn/fiber-optic-mpo-w-pins-to-mpo-w-pins-12-fiber-ribbon-9-125-singlemode-ofnr-jacket-yellow-10m
MPMM12S-10 | MPO w/ pins to MPO w/ pins, 12 Fiber Ribbon, 9/125 Singlemode, OFNR Jacket, Yellow, 10.0m | 247.27 | https://www.l-com.cn/fiber-optic-mpo-w-pins-to-mpo-w-pins-12-fiber-ribbon-9-125-singlemode-ofnr-jacket-yellow-100m
MPMM12S-100 | 带导针MPO/带导针MPO，12芯光纤带，9/125单模，OFNR护套，黄，100米 | 1122.78 | https://www.l-com.cn/fiber-optic-mpo-w-pins-to-mpo-w-pins-12-fiber-ribbon-9-125-singlemode-ofnr-jacket-yellow-1000m
MPMM12S-3 | MPO w/ pins to MPO w/ pins, 12 Fiber Ribbon, 9/125 Singlemode, OFNR Jacket, Yellow, 3.0m | 179.12 | https://www.l-com.cn/fiber-optic-mpo-w-pins-to-mpo-w-pins-12-fiber-ribbon-9-125-singlemode-ofnr-jacket-yellow-30m
MPMM12S-5 | MPO w/ pins to MPO w/ pins, 12 Fiber Ribbon, 9/125 Singlemode, OFNR Jacket, Yellow, 5.0m | 198.63 | https://www.l-com.cn/fiber-optic-mpo-w-pins-to-mpo-w-pins-12-fiber-ribbon-9-125-singlemode-ofnr-jacket-yellow-50m
MPMM12S-50 | 带导针MPO/带导针MPO，12芯光纤带，9/125单模，OFNR护套，黄，50米 | 636.35 | https://www.l-com.cn/fiber-optic-mpo-w-pins-to-mpo-w-pins-12-fiber-ribbon-9-125-singlemode-ofnr-jacket-yellow-500m
MPMM24OM3-1 | MPO w/ pins to MPO w/ pins, 24 Fiber Round, OM3 10G 50/125 Multimode, LSZH Jacket, Aqua, 1.0m | 269.11 | https://www.l-com.cn/fiber-optic-mpo-w-pins-to-mpo-w-pins-24-fiber-round-om3-10g-50-125-multimode-lszh-jacket-aqua-10m
MPMM24OM3-10 | MPO w/ pins to MPO w/ pins, 24 Fiber Round, OM3 10G 50/125 Multimode, LSZH Jacket, Aqua, 10.0m | 543.85 | https://www.l-com.cn/fiber-optic-mpo-w-pins-to-mpo-w-pins-24-fiber-round-om3-10g-50-125-multimode-lszh-jacket-aqua-100m
MPMM24OM3-3 | MPO w/ pins to MPO w/ pins, 24 Fiber Round, OM3 10G 50/125 Multimode, LSZH Jacket, Aqua, 3.0m | 330.15 | https://www.l-com.cn/fiber-optic-mpo-w-pins-to-mpo-w-pins-24-fiber-round-om3-10g-50-125-multimode-lszh-jacket-aqua-30m
MPMM24OM3-5 | MPO w/ pins to MPO w/ pins, 24 Fiber Round, OM3 10G 50/125 Multimode, LSZH Jacket, Aqua, 5.0m | 391.2 | https://www.l-com.cn/fiber-optic-mpo-w-pins-to-mpo-w-pins-24-fiber-round-om3-10g-50-125-multimode-lszh-jacket-aqua-50m
MPMM24OM4-1 | MPO w/ pins to MPO w/ pins, 24 Fiber Round, OM4 100G 50/125 Multimode, LSZH Jacket, Aqua, 1.0m | 290.47 | https://www.l-com.cn/fiber-optic-mpo-w-pins-to-mpo-w-pins-24-fiber-round-om4-100g-50-125-multimode-lszh-jacket-aqua-10m
MPMM24OM4-10 | MPO w/ pins to MPO w/ pins, 24 Fiber Round, OM4 100G 50/125 Multimode, LSZH Jacket, Aqua, 10.0m | 757.87 | https://www.l-com.cn/fiber-optic-mpo-w-pins-to-mpo-w-pins-24-fiber-round-om4-100g-50-125-multimode-lszh-jacket-aqua-100m
MPMM24OM4-3 | MPO w/ pins to MPO w/ pins, 24 Fiber Round, OM4 100G 50/125 Multimode, LSZH Jacket, Aqua, 3.0m | 394.32 | https://www.l-com.cn/fiber-optic-mpo-w-pins-to-mpo-w-pins-24-fiber-round-om4-100g-50-125-multimode-lszh-jacket-aqua-30m
MPMM24OM4-5 | MPO w/ pins to MPO w/ pins, 24 Fiber Round, OM4 100G 50/125 Multimode, LSZH Jacket, Aqua, 5.0m | 498.25 | https://www.l-com.cn/fiber-optic-mpo-w-pins-to-mpo-w-pins-24-fiber-round-om4-100g-50-125-multimode-lszh-jacket-aqua-50m
MPMM24OM5AR-1 | MPO 带导针到 MPO带导针, 24 芯光纤, Type A, OM5 50 / 125um 多模, OFNR 护套, 石灰绿, 1 米 | 258.5 | https://www.l-com.cn/fiber-optic-mpo-w-pins-to-mpo-w-pins-24-fibertype-aom5-50-125um-multimode-ofnr-jacket-lime-green-1-meter
MPMM24OM5AR-10 | MPO 带导针to MPO 带导针, 24 芯光纤, Type A, OM5 50 / 125um 多模, OFNR 护套, 石灰绿, 10 mete | 702.19 | https://www.l-com.cn/fiber-optic-mpo-w-pins-to-mpo-w-pins-24-fibertype-aom5-50-125um-multimode-ofnr-jacket-lime-green-10-mete
MPMM24OM5AR-3 | MPO带导针到MPO带导针，24芯光纤，A型，OM5 50 / 125um多模，OFNR 光缆护套，石灰绿，3米 | 357.1 | https://www.l-com.cn/fiber-optic-mpo-w-pins-to-mpo-w-pins-24-fibertype-aom5-50-125um-multimode-ofnr-jacket-lime-green-3-mete
MPMM24OM5AR-5 | MPO带导针到MPO带导导针，24芯光纤，A型，OM5 50 / 125um多模，OFNR 光缆护套，石灰绿，5米 | 455.7 | https://www.l-com.cn/fiber-optic-mpo-w-pins-to-mpo-w-pins-24-fibertype-aom5-50-125um-multimode-ofnr-jacket-lime-green-5-meter
MPMM24OM5AR-50 | MPO带导针到MPO带导针，24芯光纤，A型，OM5 50 / 125um多模，OFNR 光缆护套，石灰绿，50米 | 2712.47 | https://www.l-com.cn/fiber-optic-mpo-w-pins-to-mpo-w-pins-24-fibertype-aom5-50-125um-multimode-ofnr-jacket-lime-green-50-mete
MPMM24OM5AZ-1 | MPO带导针到MPO带导针，24芯光纤，A型，OM5 50 / 125um多模，低烟无卤护套，石灰绿，1米 | 258.51 | https://www.l-com.cn/fiber-optic-mpo-w-pins-to-mpo-w-pins-24-fibertype-aom5-50-125um-multimode-lszh-jacket-lime-green-1-meter
MPMM24OM5AZ-10 | MPO带导针到MPO带引脚，24芯光纤，A型，OM5 50 / 125um多模，LSZH光缆护套，石灰绿，10米 | 702.19 | https://www.l-com.cn/fiber-optic-mpo-w-pins-to-mpo-w-pins-24-fibertype-aom5-50-125um-multimode-lszh-jacket-lime-green-10-metr
MPMM24OM5AZ-3 | MPO带导针到MPO带带导针，24芯光纤，A型，OM5 50 / 125um多模，低烟无卤护套，石灰绿，3米 | 357.1 | https://www.l-com.cn/fiber-optic-mpo-w-pins-to-mpo-w-pins-24-fibertype-aom5-50-125um-multimode-lszh-jacket-lime-green-3-mer
MPMM24OM5AZ-5 | MPO带导针到MPO带导针，24芯光纤，A型，OM5 50 / 125um多模，低烟无卤护套，石灰绿，5米 | 455.7 | https://www.l-com.cn/fiber-optic-mpo-w-pins-to-mpo-w-pins-24-fibertype-aom5-50-125um-multimode-lszh-jacket-lime-green-5-mer
MPMM24OM5AZ-50 | MPO 带导针 to MPO带导针, 24 芯光纤, Type A, OM5 50 / 125um 多模, LSZH 护套, 石灰绿, 50米 | 2712.47 | https://www.l-com.cn/fiber-optic-mpo-w-pins-to-mpo-w-pins-24-fibertype-aom5-50-125um-multimode-lszh-jacket-lime-green-50-mer
MPMM24OM5BR-1 | MPO带导针到MPO 带导针, 24 芯光纤, Type B, OM5 50 / 125um 多模, OFNR 护套, 石灰绿, 1 米 | 258.5 | https://www.l-com.cn/fiber-optic-mpo-w-pins-to-mpo-w-pins-24-fibertype-bom5-50-125um-multimode-ofnr-jacket-lime-green-1-meter
MPMM24OM5BR-10 | MPO 带导针 to MPO带导针, 24芯光纤, Type B, OM5 50 / 125um 多模， OFNR 护套, 石灰绿, 10 米 | 702.2 | https://www.l-com.cn/fiber-optic-mpo-w-pins-to-mpo-w-pins-24-fibertype-bom5-50-125um-multimode-ofnr-jacket-lime-green-10-metr
MPMM24OM5BR-3 | MPO带导针 to MPO 带导针, 24 光纤, Type B, OM5 50 / 125um多模, OFNR 护套, 石灰绿, 3 米 | 357.1 | https://www.l-com.cn/fiber-optic-mpo-w-pins-to-mpo-w-pins-24-fibertype-bom5-50-125um-multimode-ofnr-jacket-lime-green-3-meter
MPMM24OM5BR-5 | MPO带导针到MPO带导针，24芯光纤，B型，OM5 50 / 125um多模，OFNR 光缆护套，石灰绿，5米 | 455.69 | https://www.l-com.cn/fiber-optic-mpo-w-pins-to-mpo-w-pins-24-fibertype-bom5-50-125um-multimode-ofnr-jacket-lime-green-5-meter
MPMM24OM5BR-50 | MPO带导针到MPO带导针，24芯光纤，B型，OM5 50 / 125um多模，OFNR 光缆护套，石灰绿，50米 | 2712.48 | https://www.l-com.cn/fiber-optic-mpo-w-pins-to-mpo-w-pins-24-fibertype-bom5-50-125um-multimode-ofnr-jacket-lime-green-50-metr
MPMM24OM5BZ-1 | MPO带引脚到MPO带引脚，24根光纤，B型，OM5 50 / 125um多模，LSZH光缆护套，石灰绿，1米 | 258.5 | https://www.l-com.cn/fiber-optic-mpo-w-pins-to-mpo-w-pins-24-fibertype-bom5-50-125um-multimode-lszh-jacket-lime-green-1-meter
MPMM24OM5BZ-10 | MPO带导针到MPO带导针，24芯光纤，B型，OM5 50 / 125um多模，LSZH光缆护套，石灰绿，10米 | 702.19 | https://www.l-com.cn/fiber-optic-mpo-w-pins-to-mpo-w-pins-24-fibertype-bom5-50-125um-multimode-lszh-jacket-lime-green-10-metr
MPMM24OM5BZ-3 | MPO带导针到MPO带导针，24芯光纤，B型，OM5 50 / 125um多模，低烟无卤护套，石灰绿，3米 | 357.1 | https://www.l-com.cn/fiber-optic-mpo-w-pins-to-mpo-w-pins-24-fibertype-bom5-50-125um-multimode-lszh-jacket-lime-green-3-meter
MPMM24OM5BZ-5 | MPO带导针到MPO带导针，24芯光纤，B型，OM5 50 / 125um多模，低烟无卤护套，石灰绿，5米 | 455.7 | https://www.l-com.cn/fiber-optic-mpo-w-pins-to-mpo-w-pins-24-fibertype-bom5-50-125um-multimode-lszh-jacket-lime-green-5-meter
MPMM24OM5BZ-50 | MPO 带导针 to MPO 带导针, 24 芯光纤, Type B, OM5 50 / 125um 多模, LSZH 护套,石灰绿, 50 米 | 2712.48 | https://www.l-com.cn/fiber-optic-mpo-w-pins-to-mpo-w-pins-24-fibertype-bom5-50-125um-multimode-lszh-jacket-lime-green-50-metr
MPMM6OM1-1 | MPO w/ pins to MPO w/ pins, 6 Fiber Ribbon, OM1 62.5/125 Multimode, OFNR Jacket, Orange, 1.0m | 127.42 | https://www.l-com.cn/fiber-optic-mpo-w-pins-to-mpo-w-pins-6-fiber-ribbon-om1-625-125-multimode-ofnr-jacket-orange-10m
MPMM6OM1-10 | MPO w/ pins to MPO w/ pins, 6 Fiber Ribbon, OM1 62.5/125 Multimode, OFNR Jacket, Orange, 10.0m | 231.82 | https://www.l-com.cn/fiber-optic-mpo-w-pins-to-mpo-w-pins-6-fiber-ribbon-om1-625-125-multimode-ofnr-jacket-orange-100m
MPMM6OM1-3 | MPO w/ pins to MPO w/ pins, 6 Fiber Ribbon, OM1 62.5/125 Multimode, OFNR Jacket, Orange, 3.0m | 150.64 | https://www.l-com.cn/fiber-optic-mpo-w-pins-to-mpo-w-pins-6-fiber-ribbon-om1-625-125-multimode-ofnr-jacket-orange-30m
MPMM6OM1-5 | MPO w/ pins to MPO w/ pins, 6 Fiber Ribbon, OM1 62.5/125 Multimode, OFNR Jacket, Orange, 5.0m | 173.8 | https://www.l-com.cn/fiber-optic-mpo-w-pins-to-mpo-w-pins-6-fiber-ribbon-om1-625-125-multimode-ofnr-jacket-orange-50m
MPMM6OM2-1 | MPO w/ pins to MPO w/ pins, 6 Fiber Ribbon, OM2 50/125 Multimode, OFNR Jacket, Orange, 1.0m | 127.42 | https://www.l-com.cn/fiber-optic-mpo-w-pins-to-mpo-w-pins-6-fiber-ribbon-om2-50-125-multimode-ofnr-jacket-orange-10m
MPMM6OM2-10 | MPO w/ pins to MPO w/ pins, 6 Fiber Ribbon, OM2 50/125 Multimode, OFNR Jacket, Orange, 10.0m | 231.81 | https://www.l-com.cn/fiber-optic-mpo-w-pins-to-mpo-w-pins-6-fiber-ribbon-om2-50-125-multimode-ofnr-jacket-orange-100m
MPMM6OM2-3 | MPO w/ pins to MPO w/ pins, 6 Fiber Ribbon, OM2 50/125 Multimode, OFNR Jacket, Orange, 3.0m | 150.65 | https://www.l-com.cn/fiber-optic-mpo-w-pins-to-mpo-w-pins-6-fiber-ribbon-om2-50-125-multimode-ofnr-jacket-orange-30m
MPMM6OM2-5 | MPO w/ pins to MPO w/ pins, 6 Fiber Ribbon, OM2 50/125 Multimode, OFNR Jacket, Orange, 5.0m | 173.8 | https://www.l-com.cn/fiber-optic-mpo-w-pins-to-mpo-w-pins-6-fiber-ribbon-om2-50-125-multimode-ofnr-jacket-orange-50m
MPMM6OM3-1 | MPO w/ pins to MPO w/ pins, 6 Fiber Ribbon, OM3 10G 50/125 Multimode, OFNR Jacket, Aqua, 1.0m | 137.96 | https://www.l-com.cn/fiber-optic-mpo-w-pins-to-mpo-w-pins-6-fiber-ribbon-om3-10g-50-125-multimode-ofnr-jacket-aqua-10m
MPMM6OM3-10 | MPO w/ pins to MPO w/ pins, 6 Fiber Ribbon, OM3 10G 50/125 Multimode, OFNR Jacket, Aqua, 10.0m | 337.32 | https://www.l-com.cn/fiber-optic-mpo-w-pins-to-mpo-w-pins-6-fiber-ribbon-om3-10g-50-125-multimode-ofnr-jacket-aqua-100m
MPMM6OM3-3 | MPO w/ pins to MPO w/ pins, 6 Fiber Ribbon, OM3 10G 50/125 Multimode, OFNR Jacket, Aqua, 3.0m | 182.3 | https://www.l-com.cn/fiber-optic-mpo-w-pins-to-mpo-w-pins-6-fiber-ribbon-om3-10g-50-125-multimode-ofnr-jacket-aqua-30m
MPMM6OM3-5 | MPO w/ pins to MPO w/ pins, 6 Fiber Ribbon, OM3 10G 50/125 Multimode, OFNR Jacket, Aqua, 5.0m | 226.56 | https://www.l-com.cn/fiber-optic-mpo-w-pins-to-mpo-w-pins-6-fiber-ribbon-om3-10g-50-125-multimode-ofnr-jacket-aqua-50m
MPMM6S-1 | MPO w/ pins to MPO w/ pins, 6 Fiber Ribbon, 9/125 Singlemode, OFNR Jacket, Yellow, 1.0m | 158.21 | https://www.l-com.cn/fiber-optic-mpo-w-pins-to-mpo-w-pins-6-fiber-ribbon-9-125-singlemode-ofnr-jacket-yellow-10m
MPMM6S-10 | MPO w/ pins to MPO w/ pins, 6 Fiber Ribbon, 9/125 Singlemode, OFNR Jacket, Yellow, 10.0m | 232.28 | https://www.l-com.cn/fiber-optic-mpo-w-pins-to-mpo-w-pins-6-fiber-ribbon-9-125-singlemode-ofnr-jacket-yellow-100m
MPMM6S-3 | MPO w/ pins to MPO w/ pins, 6 Fiber Ribbon, 9/125 Singlemode, OFNR Jacket, Yellow, 3.0m | 174.66 | https://www.l-com.cn/fiber-optic-mpo-w-pins-to-mpo-w-pins-6-fiber-ribbon-9-125-singlemode-ofnr-jacket-yellow-30m
MPMM6S-5 | MPO w/ pins to MPO w/ pins, 6 Fiber Ribbon, 9/125 Singlemode, OFNR Jacket, Yellow, 5.0m | 191.12 | https://www.l-com.cn/fiber-optic-mpo-w-pins-to-mpo-w-pins-6-fiber-ribbon-9-125-singlemode-ofnr-jacket-yellow-50m
MPMM8OM3AR-1 | MPO 带导针 to MPO 带导针, 8芯光纤, Type A, OM3 50 / 125um 多模, OFNR 护套, 天蓝色, 1 米 | 110.09 | https://www.l-com.cn/fiber-optic-mpo-w-pins-to-mpo-w-pins-8-fibertype-aom3-50-125um-multimode-ofnr-jacket-aqua-1-meter
MPMM8OM3AR-10 | MPO 带导针到 MPO 带导针, 8 芯光纤, A型, OM3 50 / 125um 多模, OFNR 护套, 天蓝色, 10 米 | 211.24 | https://www.l-com.cn/fiber-optic-mpo-w-pins-to-mpo-w-pins-8-fibertype-aom3-50-125um-multimode-ofnr-jacket-aqua-10-meter
MPMM8OM3AR-3 | MPO带导针 到 MPO 带导针, 8 芯光纤, Type A, OM3 50 / 125um 多模, OFNR护套, 天蓝色, 3 米 | 132.58 | https://www.l-com.cn/fiber-optic-mpo-w-pins-to-mpo-w-pins-8-fibertype-aom3-50-125um-multimode-ofnr-jacket-aqua-3-meter
MPMM8OM3AR-5 | MPO 带导针 到 MPO 带导针, 8 芯光纤, Type A, OM3 50 / 125um 多模, OFNR 护套, 天蓝色, 5 米 | 155.04 | https://www.l-com.cn/fiber-optic-mpo-w-pins-to-mpo-w-pins-8-fibertype-aom3-50-125um-multimode-ofnr-jacket-aqua-5-meter
MPMM8OM3AZ-1 | MPO 带导针 to MPO 带导针, 8芯光纤，A型，OM3 50/125um 多模, 低烟无卤外被，天蓝色, 1米 | 143.13 | https://www.l-com.cn/fiber-optic-mpo-w-pins-to-mpo-w-pins-8-fibertype-aom3-50-125um-multimode-lszh-jacket-aqua-1-meter
MPMM8OM3AZ-10 | MPO 带导针到MPO带导针, 8 芯光纤, A型, OM3 50 / 125um 多模, 低烟无卤护套, 天蓝色, 10 米 | 274.612 | https://www.l-com.cn/fiber-optic-mpo-w-pins-to-mpo-w-pins-8-fibertype-aom3-50-125um-multimode-lszh-jacket-aqua-10-meter
MPMM8OM3AZ-3 | MPO 带导针 到 MPO 带导针, 8 芯光纤,A型, OM3 50 / 125um 多模, 低烟无卤护套, 天蓝色, 3 米 | 172.341 | https://www.l-com.cn/fiber-optic-mpo-w-pins-to-mpo-w-pins-8-fibertype-aom3-50-125um-multimode-lszh-jacket-aqua-3-meter
MPMM8OM3AZ-5 | MPO 带导针 到 MPO 带导针, 8芯光纤, A型, OM3 50 / 125um 多模, 低烟无卤护套, 天蓝色, 5 米 | 201.565 | https://www.l-com.cn/fiber-optic-mpo-w-pins-to-mpo-w-pins-8-fibertype-aom3-50-125um-multimode-lszh-jacket-aqua-5-meter
MPMM8OM3BR-1 | MPO 带导针到MPO 带导针, 8芯光纤，B型，OM3 50/125um 多模, OFNR护套，天蓝色, 1米 | 110.1 | https://www.l-com.cn/fiber-optic-mpo-w-pins-to-mpo-w-pins-8-fibertype-bom3-50-125um-multimode-ofnr-jacket-aqua-1-meter
MPMM8OM3BR-10 | MPO 带导针 到 MPO 带导针, 8 芯光纤, B型, OM3 50 / 125um 多模, OFNR 护套,天蓝色, 10 米 | 211.24 | https://www.l-com.cn/fiber-optic-mpo-w-pins-to-mpo-w-pins-8-fibertype-bom3-50-125um-multimode-ofnr-jacket-aqua-10-meter
MPMM8OM3BR-3 | MPO 带导针 到 MPO 带导针, 8 芯光纤, Type B, OM3 50 / 125um 多模, OFNR 护套, 天蓝色, 3 米 | 132.57 | https://www.l-com.cn/fiber-optic-mpo-w-pins-to-mpo-w-pins-8-fibertype-bom3-50-125um-multimode-ofnr-jacket-aqua-3-meter
MPMM8OM3BR-5 | MPO 带导针 to MPO 带导针, 8 芯光纤, B型, OM3 50 / 125um 多模, OFNR 护套, 天蓝色, 5 米 | 155.05 | https://www.l-com.cn/fiber-optic-mpo-w-pins-to-mpo-w-pins-8-fibertype-bom3-50-125um-multimode-ofnr-jacket-aqua-5-meter
MPMM8OM3BZ-1 | MPO 带导针, 8芯光纤，B型，OM3 50/125um 多模, 低烟无卤护套，天蓝色, 1米 | 110.1 | https://www.l-com.cn/fiber-optic-mpo-w-pins-to-mpo-w-pins-8-fibertype-bom3-50-125um-multimode-lszh-jacket-aqua-1-meter
MPMM8OM3BZ-10 | MPO 带导针 to MPO 带导针, 8 芯光纤, B型, OM3 50 / 125um 多模, 低烟无卤护套, 天蓝色, 10 米 | 211.24 | https://www.l-com.cn/fiber-optic-mpo-w-pins-to-mpo-w-pins-8-fibertype-bom3-50-125um-multimode-lszh-jacket-aqua-10-meter
MPMM8OM3BZ-3 | MPO 带导针到 MPO 带导针, 8 芯光纤, B型, OM3 50 / 125um 多模, 低烟无卤护套, 天蓝色, 3 米 | 132.57 | https://www.l-com.cn/fiber-optic-mpo-w-pins-to-mpo-w-pins-8-fibertype-bom3-50-125um-multimode-lszh-jacket-aqua-3-meter
MPMM8OM3BZ-5 | MPO w/pin to MPO w/pins, 8 光纤, Type B, OM3 50 / 125um Multimode, LSZH Jacket, Aqua, 5 米 | 155.05 | https://www.l-com.cn/fiber-optic-mpo-w-pins-to-mpo-w-pins-8-fibertype-bom3-50-125um-multimode-lszh-jacket-aqua-5-meter
MPMM8OM4AR-1 | MPO带导针到MPO带导针，8芯光纤，A型，OM4 50 / 125um多模，OFNR 光缆护套，天蓝色，1米 | 117.76 | https://www.l-com.cn/fiber-optic-mpo-w-pins-to-mpo-w-pins-8-fibertype-aom4-50-125um-multimode-ofnr-jacket-aqua-1-meter
MPMM8OM4AR-10 | MPO带导针到MPO带导针，8芯光纤，A型，OM4 50 / 125um多模，OFNR 光缆护套，水蓝色，10米 | 287.88 | https://www.l-com.cn/fiber-optic-mpo-w-pins-to-mpo-w-pins-8-fibertype-aom4-50-125um-multimode-ofnr-jacket-aqua-10-meter
MPMM8OM4AR-3 | MPO带导针到MPO带导针，8根光纤，A型，OM4 50 / 125um多模，OFNR 光缆护套，天蓝色，3米 | 155.56 | https://www.l-com.cn/fiber-optic-mpo-w-pins-to-mpo-w-pins-8-fibertype-aom4-50-125um-multimode-ofnr-jacket-aqua-3-meter
MPMM8OM4AR-5 | MPO带导针到MPO带导针，8芯光纤，A型，OM4 50 / 125um多模，OFNR 光缆护套，天蓝色，5米 | 193.36 | https://www.l-com.cn/fiber-optic-mpo-w-pins-to-mpo-w-pins-8-fibertype-aom4-50-125um-multimode-ofnr-jacket-aqua-5-meter
MPMM8OM4AZ-1 | MPO带导针到MPO带导针，8芯光纤，A型，OM4 50 / 125um多模，低烟无卤护套，天蓝色，1米 | 117.76 | https://www.l-com.cn/fiber-optic-mpo-w-pins-to-mpo-w-pins-8-fibertype-aom4-50-125um-multimode-lszh-jacket-aqua-1-meter
MPMM8OM4AZ-10 | MPO带导针到MPO带导针，8芯光纤，A型，OM4 50 / 125um多模，低烟无卤护套，水蓝色，10米 | 287.87 | https://www.l-com.cn/fiber-optic-mpo-w-pins-to-mpo-w-pins-8-fibertype-aom4-50-125um-multimode-lszh-jacket-aqua-10-meter
MPMM8OM4AZ-3 | MPO带导针到MPO带导针，8芯光纤，A型，OM4 50 / 125um多模，低烟无卤护套，天蓝色，3米 | 155.56 | https://www.l-com.cn/fiber-optic-mpo-w-pins-to-mpo-w-pins-8-fibertype-aom4-50-125um-multimode-lszh-jacket-aqua-3-meter
MPMM8OM4AZ-5 | MPO带导针到MPO带导针，8芯光纤，A型，OM4 50 / 125um多模，低烟无卤护套，天蓝色，5米 | 193.37 | https://www.l-com.cn/fiber-optic-mpo-w-pins-to-mpo-w-pins-8-fibertype-aom4-50-125um-multimode-lszh-jacket-aqua-5-meter
MPMM8OM4BR-1 | MPO带导针到MPO带导针，8芯根光纤，B型，OM4 50 / 125um多模，OFNR 护套，天蓝色，1米 | 117.76 | https://www.l-com.cn/fiber-optic-mpo-w-pins-to-mpo-w-pins-8-fibertype-bom4-50-125um-multimode-ofnr-jacket-aqua-1-meter
MPMM8OM4BR-10 | MPO带导针到MPO无导针，8根光纤，B型，OM4 50 / 125um多模，OFNR 光缆护套，天蓝色，10米 | 287.87 | https://www.l-com.cn/fiber-optic-mpo-w-pins-to-mpo-w-pins-8-fibertype-bom4-50-125um-multimode-ofnr-jacket-aqua-10-meter
MPMM8OM4BR-3 | MPO带导针到MPO带导针，8芯光纤，B型，OM4 50 / 125um多模，OFNR 光缆护套，天蓝色，3米 | 155.56 | https://www.l-com.cn/fiber-optic-mpo-w-pins-to-mpo-w-pins-8-fibertype-bom4-50-125um-multimode-ofnr-jacket-aqua-3-meter
MPMM8OM4BR-5 | MPO带导针到MPO带导针，8芯光纤，B型，OM4 50 / 125um多模，OFNR 光缆护套，天蓝色，5米 | 193.37 | https://www.l-com.cn/fiber-optic-mpo-w-pins-to-mpo-w-pins-8-fibertype-bom4-50-125um-multimode-ofnr-jacket-aqua-5-meter
MPMM8OM4BZ-1 | MPO带导针到MPO带导针，8芯光纤，B型，OM4 50 / 125um多模，低烟无卤护套，天蓝色，1米 | 117.75 | https://www.l-com.cn/fiber-optic-mpo-w-pins-to-mpo-w-pins-8-fibertype-bom4-50-125um-multimode-lszh-jacket-aqua-1-meter
MPMM8OM4BZ-10 | MPO 带导针到 MPO 带导针, 8芯光纤，B型，OM4 50/125um 多模, 低烟无卤，天蓝色, 10米 | 287.88 | https://www.l-com.cn/fiber-optic-mpo-w-pins-to-mpo-w-pins-8-fibertype-bom4-50-125um-multimode-lszh-jacket-aqua-10-meter
MPMM8OM4BZ-3 | MPO带导针到MPO带导针，8芯光纤，B型，OM4 50 / 125um多模，低烟无卤护套，天蓝色，3米 | 155.56 | https://www.l-com.cn/fiber-optic-mpo-w-pins-to-mpo-w-pins-8-fibertype-bom4-50-125um-multimode-lszh-jacket-aqua-3-meter
MPMM8OM4BZ-5 | MPO无导针到MPO无导针，8芯光纤，B型，OM4 50 / 125um多模，低烟无卤护套，水蓝色，5米 | 193.37 | https://www.l-com.cn/fiber-optic-mpo-w-pins-to-mpo-w-pins-8-fibertype-bom4-50-125um-multimode-lszh-jacket-aqua-5-meter
MPMM8OM5AR-1 | MPO带导针到MPO带导针，8芯光纤，A型，OM5 50 / 125um多模，OFNR 光缆护套，石灰绿，1米 | 121.84 | https://www.l-com.cn/fiber-optic-mpo-w-pins-to-mpo-w-pins-8-fibertype-aom5-50-125um-multimode-ofnr-jacket-lime-green-1-meter
MPMM8OM5AR-10 | MPO带导针到MPO带导针，8根光纤，A型，OM5 50 / 125um多模，OFNR 光缆护套，石灰绿，10米 | 278.17 | https://www.l-com.cn/fiber-optic-mpo-w-pins-to-mpo-w-pins-8-fibertype-aom5-50-125um-multimode-ofnr-jacket-lime-green-10-meter
MPMM8OM5AR-3 | MPO带导针到MPO带导针，8芯光纤，A型，OM5 50 / 125um多模，OFNR 光缆护套，石灰绿，3米 | 156.58 | https://www.l-com.cn/fiber-optic-mpo-w-pins-to-mpo-w-pins-8-fibertype-aom5-50-125um-multimode-ofnr-jacket-lime-green-3-meter
MPMM8OM5AR-5 | MPO带导针到MPO带导针，8芯光纤，A型，OM5 50 / 125um多模，OFNR 光缆护套，石灰绿，5米 | 191.32 | https://www.l-com.cn/fiber-optic-mpo-w-pins-to-mpo-w-pins-8-fibertype-aom5-50-125um-multimode-ofnr-jacket-lime-green-5-meter
MPMM8OM5AZ-1 | MPO带导针到MPO带导针，8芯光纤，A型，OM5 50 / 125um多模，LSZH光缆护套，石灰绿，1米 | 121.84 | https://www.l-com.cn/fiber-optic-mpo-w-pins-to-mpo-w-pins-8-fibertype-aom5-50-125um-multimode-lszh-jacket-lime-green-1-meter
MPMM8OM5AZ-10 | MPO带导针到MPO带导针，8芯光纤，A型，OM5 50 / 125um多模，低烟无卤护套，石灰绿，10米 | 278.17 | https://www.l-com.cn/fiber-optic-mpo-w-pins-to-mpo-w-pins-8-fibertype-aom5-50-125um-multimode-lszh-jacket-lime-green-10-meter
MPMM8OM5AZ-3 | MPO带导针到MPO带导针，8芯光纤，A型，OM5 50 / 125um多模，低烟无卤光缆护套，石灰绿，3米 | 156.59 | https://www.l-com.cn/fiber-optic-mpo-w-pins-to-mpo-w-pins-8-fibertype-aom5-50-125um-multimode-lszh-jacket-lime-green-3-meter
MPMM8OM5AZ-5 | MPO 带导针 to MPO 带导针, 8 芯光纤, Type A, OM5 50 / 125um 多模,低烟无卤 护套, Lime Green, 5 米 | 191.32 | https://www.l-com.cn/fiber-optic-mpo-w-pins-to-mpo-w-pins-8-fibertype-aom5-50-125um-multimode-lszh-jacket-lime-green-5-meter
MPMM8OM5BR-1 | MPO带导针到MPO带导针，8芯光纤，B型，OM5 50 / 125um多模，OFNR 光缆护套，石灰绿，1米 | 121.84 | https://www.l-com.cn/fiber-optic-mpo-w-pins-to-mpo-w-pins-8-fibertype-bom5-50-125um-multimode-ofnr-jacket-lime-green-1-meter
MPMM8OM5BR-10 | MPO带导针到MPO带导针，8芯光纤，B型，OM5 50 / 125um多模，OFNR 光缆护套，石灰绿，10米 | 278.17 | https://www.l-com.cn/fiber-optic-mpo-w-pins-to-mpo-w-pins-8-fibertype-bom5-50-125um-multimode-ofnr-jacket-lime-green-10-meter
MPMM8OM5BR-3 | MPO带导针到MPO带导针，8芯光纤，B型，OM5 50 / 125um多模，OFNR 光缆护套，石灰绿，3米 | 156.58 | https://www.l-com.cn/fiber-optic-mpo-w-pins-to-mpo-w-pins-8-fibertype-bom5-50-125um-multimode-ofnr-jacket-lime-green-3-meter
MPMM8OM5BR-5 | MPO带导针到MPO带导针，8芯光纤，B型，OM5 50 / 125um多模，OFNR 光缆护套，石灰绿，5米 | 191.32 | https://www.l-com.cn/fiber-optic-mpo-w-pins-to-mpo-w-pins-8-fibertype-bom5-50-125um-multimode-ofnr-jacket-lime-green-5-meter
MPMM8OM5BZ-1 | MPO带导针到MPO带导针，8芯光纤，B型，OM5 50 / 125um多模，LSZH光缆护套，石灰绿，1米 | 121.85 | https://www.l-com.cn/fiber-optic-mpo-w-pins-to-mpo-w-pins-8-fibertype-bom5-50-125um-multimode-lszh-jacket-lime-green-1-meter
MPMM8OM5BZ-10 | MPO带导针到MPO带导针，8根光纤，B型，OM5 50 / 125um多模，低烟无卤护套，石灰绿，10米 | 278.17 | https://www.l-com.cn/fiber-optic-mpo-w-pins-to-mpo-w-pins-8-fibertype-bom5-50-125um-multimode-lszh-jacket-lime-green-10-meter
MPMM8OM5BZ-3 | MPO带导针到MPO带导针，8芯光纤，B型，OM5 50 / 125um多模，低烟无卤光缆护套，石灰绿，3米 | 156.58 | https://www.l-com.cn/fiber-optic-mpo-w-pins-to-mpo-w-pins-8-fibertype-bom5-50-125um-multimode-lszh-jacket-lime-green-3-meter
MPMM8OM5BZ-5 | MPO 带导针 to MPO 带导针, 8 芯光纤, Type B, OM5 50 / 125um 多模, 低烟无卤 护套, Lime Green, 5 米 | 191.32 | https://www.l-com.cn/fiber-optic-mpo-w-pins-to-mpo-w-pins-8-fibertype-bom5-50-125um-multimode-lszh-jacket-lime-green-5-meter
MRJ21AD-03 | 直通型MRJ21/6条RJ45分支线缆组件，3米 | 1101.0384 | https://www.l-com.cn/ethernet-mrj21-straight-to-6x-rj45-breakout-30m
MRP110C6-48 | 6类接线板，48端口EIA568A/B | 334.224 | https://www.l-com.cn/patch-panel-server-rack-cat6-patch-panel-48-port-eia568a-b
MTPF06-1 | MPO w/o pins to MPO w/o pins, 6 Fiber Ribbon, OM1 62.5/125 Multimode, OFNR Jacket, Orange, 1.0m | 122.37 | https://www.l-com.cn/fiber-optic-mpo-w-o-pins-to-mpo-w-o-pins-6-fiber-ribbon-om1-625-125-multimode-ofnr-jacket-orange-10m
MTPF06-10 | MPO w/o pins to MPO w/o pins, 6 Fiber Ribbon, OM1 62.5/125 Multimode, OFNR Jacket, Orange, 10.0m | 226.76 | https://www.l-com.cn/fiber-optic-mpo-w-o-pins-to-mpo-w-o-pins-6-fiber-ribbon-om1-625-125-multimode-ofnr-jacket-orange-100m
MTPF06-100 | 62.5/125,MPO母头 6 带状多模光纤跳线, 配备 OFNR 护套,100.0 m | 1135.3267 | https://www.l-com.cn/fiber-optic-mpo-w-o-pins-to-mpo-w-o-pins-6-fiber-ribbon-om1-625-125-multimode-ofnr-jacket-orange-1000m
MTPF06-25 | 62.5/125,MPO母头 6 带状多模光纤跳线, 配备 OFNR 护套,25.0m | 397.9967 | https://www.l-com.cn/fiber-optic-mpo-w-o-pins-to-mpo-w-o-pins-6-fiber-ribbon-om1-625-125-multimode-ofnr-jacket-orange-250m
MTPF06-3 | MPO w/o pins to MPO w/o pins, 6 Fiber Ribbon, OM1 62.5/125 Multimode, OFNR Jacket, Orange, 3.0m | 145.54 | https://www.l-com.cn/fiber-optic-mpo-w-o-pins-to-mpo-w-o-pins-6-fiber-ribbon-om1-625-125-multimode-ofnr-jacket-orange-30m
MTPF06-5 | MPO w/o pins to MPO w/o pins, 6 Fiber Ribbon, OM1 62.5/125 Multimode, OFNR Jacket, Orange, 5.0m | 168.76 | https://www.l-com.cn/fiber-optic-mpo-w-o-pins-to-mpo-w-o-pins-6-fiber-ribbon-om1-625-125-multimode-ofnr-jacket-orange-50m
MTPF06-50 | 62.5/125,MPO母头 6 带状多模光纤跳线, 配备 OFNR 护套,50.0m | 690.71 | https://www.l-com.cn/fiber-optic-mpo-w-o-pins-to-mpo-w-o-pins-6-fiber-ribbon-om1-625-125-multimode-ofnr-jacket-orange-500m
NB121005-00V | 12×10×5英寸（30.5×25.4×12.7厘米）NEMA级防风雨接线盒，开孔盒盖，带安装板 | 1214.1677 | https://www.l-com.cn/nema-enclosures-12x10x5-inch-vented-weatherproof-nema-enclosure-with-mounting-plate
MTPF12-1 | MPO w/o pins to MPO w/o pins, 12 Fiber Ribbon, OM1 62.5/125 Multimode, OFNR Jacket, Orange, 1.0m | 123.5 | https://www.l-com.cn/fiber-optic-mpo-w-o-pins-to-mpo-w-o-pins-12-fiber-ribbon-om1-625-125-multimode-ofnr-jacket-orange-10m
MTPF12-10 | MPO w/o pins to MPO w/o pins, 12 Fiber Ribbon, OM1 62.5/125 Multimode, OFNR Jacket, Orange, 10.0m | 237.99 | https://www.l-com.cn/fiber-optic-mpo-w-o-pins-to-mpo-w-o-pins-12-fiber-ribbon-om1-625-125-multimode-ofnr-jacket-orange-100m
MTPF12-25 | 62.5/125,MPO母头 12 带状多模光纤跳线, 配备 OFNR 护套,25.0m | 447.1533 | https://www.l-com.cn/fiber-optic-mpo-w-o-pins-to-mpo-w-o-pins-12-fiber-ribbon-om1-625-125-multimode-ofnr-jacket-orange-250m
MTPF12-3 | MPO w/o pins to MPO w/o pins, 12 Fiber Ribbon, OM1 62.5/125 Multimode, OFNR Jacket, Orange, 3.0m | 148.92 | https://www.l-com.cn/fiber-optic-mpo-w-o-pins-to-mpo-w-o-pins-12-fiber-ribbon-om1-625-125-multimode-ofnr-jacket-orange-30m
MTPF12-5 | MPO w/o pins to MPO w/o pins, 12 Fiber Ribbon, OM1 62.5/125 Multimode, OFNR Jacket, Orange, 5.0m | 174.33 | https://www.l-com.cn/fiber-optic-mpo-w-o-pins-to-mpo-w-o-pins-12-fiber-ribbon-om1-625-125-multimode-ofnr-jacket-orange-50m
MTPM06-LC-01 | 62.5/125,MPO公头 / LC 6带状扇出多模光纤跳线, 配备 OFNR 护套,1.0 m | 133.26 | https://www.l-com.cn/fiber-optic-mpo-male-to-6x-lc-fan-out-6-fiber-ribbon-om1-625-125-multimode-ofnr-jacket-orange-10m
MTPM06-SC-05 | 62.5/125,MPO公头 / SC 6带状扇出多模光纤跳线, 配备 OFNR 护套,5.0 m | 183.7467 | https://www.l-com.cn/fiber-optic-mpo-male-to-6x-sc-fan-out-6-fiber-ribbon-om1-625-125-multimode-ofnr-jacket-orange-50m
MTPM06-ST-01 | 6芯光纤带，MPO公头/6条ST扇出，OM1 62.5/125多模，OFNR护套，橙，1米 | 133.26 | https://www.l-com.cn/fiber-optic-mpo-male-to-6x-st-fan-out-6-fiber-ribbon-om1-625-125-multimode-ofnr-jacket-orange-10m
MTPM06-ST-05 | 62.5/125,MPO公头 / ST 6带状扇出多模光纤跳线, 配备 OFNR 护套,5.0 m | 224.7336 | https://www.l-com.cn/fiber-optic-mpo-male-to-6x-st-fan-out-6-fiber-ribbon-om1-625-125-multimode-ofnr-jacket-orange-50m
MTPM12-LC-01 | 62.5/125,MPO公头 / LC 12带状扇出多模光纤跳线,配备 OFNR 护套，1.0 m | 198.16 | https://www.l-com.cn/fiber-optic-mpo-male-to-12x-lc-fan-out-12-fiber-ribbon-om1-625-125-multimode-ofnr-jacket-orange-10m
MTPM12-LC-05 | 62.5/125,MPO公头 / LC 12带状扇出多模光纤跳线,配备 OFNR 护套，5.0m | 249.06 | https://www.l-com.cn/fiber-optic-mpo-male-to-12x-lc-fan-out-12-fiber-ribbon-om1-625-125-multimode-ofnr-jacket-orange-50m
MTPM12-SC-05 | 62.5/125,MPO公头 / SC 12带状扇出多模光纤跳线,配备 OFNR 护套，5.0 m | 255.2267 | https://www.l-com.cn/fiber-optic-mpo-male-to-12x-sc-fan-out-12-fiber-ribbon-om1-625-125-multimode-ofnr-jacket-orange-50m
MTPM12-ST-01 | 12芯光纤带，MPO公头/12条ST扇出，OM1 62.5/125多模，OFNR护套，橙，1米 | 198.16 | https://www.l-com.cn/fiber-optic-mpo-male-to-12x-st-fan-out-12-fiber-ribbon-om1-625-125-multimode-ofnr-jacket-orange-10m
MTPM12-ST-05 | 62.5/125,MPO公头 / ST 12带状扇出多模光纤跳线,配备 OFNR 护套，5.0 m | 253.7033 | https://www.l-com.cn/fiber-optic-mpo-male-to-12x-st-fan-out-12-fiber-ribbon-om1-625-125-multimode-ofnr-jacket-orange-50m
MWP401K-WT | 水晶头墙装面板，4.7×2.8英寸（11.9×7.1厘米），单个RJ45 | 5.7816 | https://www.l-com.cn/ethernet-modular-wallplate-47x28-single-rj45
MWP402K-WT | 水晶头墙装面板，4.7×2.8英寸（11.9×7.1厘米），两个RJ45 | 6.1776 | https://www.l-com.cn/ethernet-modular-wallplate-47x28-dual-rj45
MWP404K-WT | 水晶头墙装面板，4.7×2.8英寸（11.9×7.1厘米），四个RJ45 | 7.0488 | https://www.l-com.cn/ethernet-modular-wallplate-47x28-quad-rj45
MWP41HD15-WT | 镶入板，一个HD15 SVGA端口 | 12.4472 | https://www.l-com.cn/ethernet-insert-plate-one-hd15-svga-port
MWP500D-WT | Decora型双组墙装面板 | 1.0133 | https://www.l-com.cn/ethernet-decora-style-double-gang-wall-plate
NB080604 | NEMA 4X防风雨工业外壳，8.0in/20.3cm x 6.0in/15.2cm x 4.0in/10.1cm，UL®认证 | 301.4605 | https://www.l-com.cn/nema-enclosures-8x6x4-inch-ul-listed-weatherproof-industrial-nema-4x-enclosure-only
NB100805 | NEMA4X防风雨工业外壳，10.0in/25.4cm x 8.0in/20.3cm x 5.0in/12.7cm，UL®认证 | 573.1189 | https://www.l-com.cn/nema-enclosures-10x8x5-inch-ul-listed-weatherproof-industrial-nema-4x-enclosure-only
NB121005-000DR | 12×10×5英寸（30.5×25.4×12.7厘米）防风雨NEMA-4X级接线盒，带DIN安装导轨 | 791.0892 | https://www.l-com.cn/nema-enclosures-12x10x5-inch-weatherproof-nema-4x-enclosure-din-mounting-rails
NB121005-02 | 12×10×5英寸（30.5×25.4×12.7厘米）NEMA级防风雨接线盒 | 911.4336 | https://www.l-com.cn/nema-enclosures-12x10x5-inch-weatherproof-nema-3r-enclosure-only
NB121005-100 | 12×10×5英寸（30.5×25.4×12.7厘米）防风雨接线盒，120V交流 | 1379.361 | https://www.l-com.cn/nema-enclosures-12x10x5-inch-120-vac-weatherproof-enclosure
NB121005-10F | 12×10×5英寸（30.5×25.4×12.7厘米）防风雨接线盒，120V交流，带冷却风扇 | 1452.166 | https://www.l-com.cn/nema-enclosures-12x10x5-inch-120-vac-weatherproof-enclosure-w-cooling-fan
NB121005-10F-1 | 12×10×5英寸（30.5×25.4×12.7厘米）防风雨接线盒，120V交流，带冷却风扇（85度开启） | 1507.6908 | https://www.l-com.cn/nema-enclosures-12x10x5-inch-120-vac-weatherproof-enclosure-with-85-degree-turn-on-cooling-fan-4
NB121005-10V | 12×10×5英寸（30.5×25.4×12.7厘米）防风雨接线盒，120V交流，开孔盒盖 | 1718.6796 | https://www.l-com.cn/nema-enclosures-12x10x5-inch-120-vac-vented-weatherproof-enclosure
NB121005-1H0 | 12×10×5英寸（30.5×25.4×12.7厘米）NEMA级防风雨接线盒，120V交流，带加热器 | 1412.7696 | https://www.l-com.cn/nema-enclosures-12x10x5-inch-120-vac-3r-weatherproof-enclosure-with-heater
NB121005-1HF | 12×10×5英寸（30.5×25.4×12.7厘米）NEMA级防风雨接线盒，120V交流，带加热器和冷却风扇 | 1605.1328 | https://www.l-com.cn/nema-enclosures-12x10x5-inch-120-vac-3r-weatherproof-enclosure-with-heater-and-cooling-fan
NB121005-1HF-1 | 12×10×5英寸（30.5×25.4×12.7厘米）防风雨接线盒，120V交流，带加热器和冷却风扇（85度开启） | 1611.281 | https://www.l-com.cn/nema-enclosures-12x10x5-inch-120-vac-weatherproof-enclosure-with-heater-and-85-degree-turn-on-cooling-fan
NB121005-1HFS | 12×10×5英寸（30.5×25.4×12.7厘米）NEMA级防风雨接线盒，120V交流，带固态控制风扇/加热器 | 1970.9712 | https://www.l-com.cn/nema-enclosures-12x10x5-inch-120-vac-3r-weatherproof-enclosure-w-solid-state-fan-heat-controller
NB141207 | 14×12×7英寸（35.6×30.5×17.8厘米）NEMA级防风雨接线盒，仅接线盒本身 | 263.131 | https://www.l-com.cn/nema-enclosures-14x12x7-inch-weatherproof-nema-enclosure-only
NB141207-000DR | 防风雨NEMA 4X外壳，14.0in/35.6cm x 12.0in/30.5cm x 7.0in/17.8cm，带DIN安装导轨 | 636.5832 | https://www.l-com.cn/nema-enclosures-14x12x7-inch-weatherproof-nema-4x-enclosure-din-mounting-rails
NB141207-00V | 14×12×7英寸（35.6×30.5×17.8厘米）NEMA级防风雨接线盒，开孔盒盖，带安装板 | 846.7589 | https://www.l-com.cn/nema-enclosures-14x12x7-inch-vented-weatherproof-nema-enclosure-with-mounting-plate
NB141207-00VDR | 防风雨NEMA 3R通风外壳，14.0in/35.6cm x 12.0in/30.5cm x 7.0in/17.8cm，带DIN安装导轨 | 913.5002 | https://www.l-com.cn/nema-enclosures-14x12x7-inch-weatherproof-nema-3r-vented-enclosure-din-mounting-rails
NB141207-01 | 14×12×7英寸（35.6×30.5×17.8厘米）NEMA-3R级防风雨接线盒，带预钻孔安装板 | 661.0032 | https://www.l-com.cn/nema-enclosures-14x12x7-inch-weatherproof-nema-3r-enclosure-with-drilled-mounting-plate
NB141207-01-UL | 防风雨外壳，14.0in/35.6cm x 12.0in/30.5cm x 7.0in/17.8cm，带钻孔式铝制安装板，UL®认证 | 473.3756 | https://www.l-com.cn/nema-enclosures-14x12x7-inch-ul-listed-weatherproof-enclosure-w-drilled-aluminum-mounting-plate
NB141207-02 | 防风雨NEMA 3R外壳，14.0in/35.6cm x 12.0in/30.5cm x 7.0in/17.8cm | 533.8872 | https://www.l-com.cn/nema-enclosures-14x12x7-inch-weatherproof-nema-3r-enclosure-only
NB141207-03V | 防风雨NEMA 3R通风外壳，14.0in/35.6cm x 12.0in/30.5cm x 7.0in/17.8cm | 770.7797 | https://www.l-com.cn/nema-enclosures-14x12x7-inch-weatherproof-nema-3r-vented-enclosure-only
NB141207-100 | 14×12×7英寸（35.6×30.5×17.8厘米）防风雨接线盒，120V交流 | 926.0328 | https://www.l-com.cn/nema-enclosures-14x12x7-inch-120-vac-weatherproof-enclosure
NB141207-100T | 14×12×7英寸（35.6×30.5×17.8厘米）防风雨接线盒，120V交流，带预安装端子板 | 892.584 | https://www.l-com.cn/nema-enclosures-14x12x7-inch-120-vac-weatherproof-enclosure-w-terminal-block-installed
NB141207-100T-UL | 14×12×7英寸（35.6×30.5×17.8厘米）UL认证防风雨接线盒，120V交流，带预安装端子板 | 842.9256 | https://www.l-com.cn/nema-enclosures-14x12x7-inch-ul-listed-120-vac-weatherproof-enclosure-w-terminal-block-installed
NB141207-100-UL | 14×12×7英寸（35.6×30.5×17.8厘米）UL认证防风雨接线盒，120V交流 | 1125.5805 | https://www.l-com.cn/nema-enclosures-14x12x7-inch-ul-listed-120-vac-weatherproof-enclosure
NB141207-10F | 14×12×7英寸（35.6×30.5×17.8厘米）防风雨接线盒，120V交流，带冷却风扇 | 1133.8912 | https://www.l-com.cn/nema-enclosures-14x12x7-inch-120-vac-weatherproof-enclosure-with-cooling-fan
NB141207-10F-1 | 14×12×7英寸（35.6×30.5×17.8厘米）防风雨接线盒，120V交流，带冷却风扇（85度开启） | 1129.5257 | https://www.l-com.cn/nema-enclosures-14x12x7-inch-120-vac-weatherproof-enclosure-with-85-degree-turn-on-cooling-fan-5
NB141207-10FS | 14×12×7英寸（35.6×30.5×17.8厘米）防风雨接线盒，120V交流，带固态控制风扇 | 1098.7416 | https://www.l-com.cn/nema-enclosures-14x12x7-inch-120-vac-weatherproof-enclosure-with-solid-state-fan-controller
NB141207-10FSD | 14×12×7英寸（35.6×30.5×17.8厘米）防风雨接线盒，120V交流，带双固态控制风扇 | 1250.8848 | https://www.l-com.cn/nema-enclosures-14x12x7-inch-120-vac-weatherproof-enclosure-w-dual-fan-solid-state-controller
NB141207-10FS-UL | 交流防风雨外壳，14.0in/35.6cm x 12.0in/30.5cm x 7.0in/17.8cm，120 V，带固态风扇控制器，UL®认证 | 1811.5812 | https://www.l-com.cn/nema-enclosures-14x12x7-inch-ul-listed-120-vac-weatherproof-enclosure-w-solid-state-fan-controller
NB141207-10V | 14×12×7英寸（35.6×30.5×17.8厘米）防风雨接线盒，120V交流，开孔盒盖 | 944.8857 | https://www.l-com.cn/nema-enclosures-14x12x7-inch-120-vac-vented-weatherproof-enclosure
NB141207-1H0 | 14×12×7英寸（35.6×30.5×17.8厘米）防风雨接线盒，120V交流，带加热系统 | 848.1528 | https://www.l-com.cn/nema-enclosures-14x12x7-inch-120-vac-weatherproof-enclosure-with-heating-system
NB141207-1H0S | 14×12×7英寸（35.6×30.5×17.8厘米）防风雨接线盒，120V交流，带固态控制加热器 | 530.99 | https://www.l-com.cn/nema-enclosures-14x12x7-inch-120-vac-weatherproof-enclosure-with-solid-state-heat-controller
NB141207-1HF-1 | 14×12×7英寸（35.6×30.5×17.8厘米）防风雨接线盒，120V交流，带加热器和冷却风扇（85度开启） | 1336.6734 | https://www.l-com.cn/nema-enclosures-14x12x7-inch-120-vac-weatherproof-enclosure-with-heater-and-85-degree-turn-on-cooling-fan
NB141207-1HFS | 14×12×7英寸（35.6×30.5×17.8厘米）防风雨接线盒，120V交流，带固态控制风扇/加热器 | 1357.8048 | https://www.l-com.cn/nema-enclosures-14x12x7-inch-120-vac-weatherproof-enclosure-w-solid-state-fan-heat-controller
NB141207-1HFS-UL | 14×12×7英寸（35.6×30.5×17.8厘米）UL认证防风雨接线盒，120V交流，带固态控制风扇/加热器 | 1781.4456 | https://www.l-com.cn/nema-enclosures-14x12x7-inch-ul-listed-120-vac-weatherproof-enclosure-w-solid-state-fan-and-heat-controller
NB141207-20F | 14×12×7英寸（35.6×30.5×17.8厘米）防风雨接线盒，240V交流，带冷却风扇 | 1172.952 | https://www.l-com.cn/nema-enclosures-14x12x7-inch-240-vac-weatherproof-enclosure-with-cooling-fan
NB141207-2H0 | 14×12×7英寸（35.6×30.5×17.8厘米）防风雨接线盒，240V交流，带加热系统 | 479.6075 | https://www.l-com.cn/nema-enclosures-14x12x7-inch-240-vac-weatherproof-enclosure-with-heating-system
NB141207-2HF | 14×12×7英寸（35.6×30.5×17.8厘米）防风雨接线盒，240V交流，带加热器和冷却风扇 | 1254.528 | https://www.l-com.cn/nema-enclosures-14x12x7-inch-240-vac-weatherproof-enclosure-with-heater-and-cooling-fan
NB141207-400 | 14×12×7英寸（35.6×30.5×17.8厘米）防风雨接线盒，带符合802.3af标准且设有5类浪涌保护器的PoE接口 | 665.1216 | https://www.l-com.cn/nema-enclosures-14x12x7-inch-weatherproof-enclosure-with-8023af-compatible-poe-interface-w-cat-5-surge-protection
NB141207-40F | 14×12×7英寸（35.6×30.5×17.8厘米）防风雨接线盒，带PoE接口和48V直流冷却风扇 | 1159.884 | https://www.l-com.cn/nema-enclosures-14x12x7-inch-weatherproof-enclosure-with-poe-interface-and-48-vdc-cooling-fan
NB141207-40FAF | 14×12×7英寸（35.6×30.5×17.8厘米）防风雨接线盒，带符合802.3af标准的PoE接口和冷却风扇 | 939.0318 | https://www.l-com.cn/nema-enclosures-14x12x7-inch-weatherproof-enclosure-with-8023af-poe-interface-and-cooling-fan-5
NB141207-40FS | 14×12×7英寸（35.6×30.5×17.8厘米）防风雨接线盒，带PoE接口和固态控制风扇 | 931.9824 | https://www.l-com.cn/nema-enclosures-14x12x7-inch-weatherproof-enclosure-with-poe-interface-and-solid-state-fan-controller-2
NB141207-40FSAF | 14×12×7英寸（35.6×30.5×17.8厘米）防风雨接线盒，带符合802.3af标准的PoE接口和固态控制风扇 | 1177.6248 | https://www.l-com.cn/nema-enclosures-14x12x7-inch-weatherproof-enclosure-with-8023af-compatible-poe-solid-state-fan-controller
NB141207-40V | 14×12×7英寸（35.6×30.5×17.8厘米）接线盒，开孔盒盖，带符合802.3af标准且设有5类浪涌保护器的PoE接口 | 712.5888 | https://www.l-com.cn/nema-enclosures-14x12x7-inch-vented-enclosure-with-8023af-compatible-poe-interface-w-cat-5-surge-protection
NB141207-500 | 14×12×7英寸（35.6×30.5×17.8厘米）防风雨接线盒，12V直流 | 576.6156 | https://www.l-com.cn/nema-enclosures-14x12x7-inch-12-vdc-weatherproof-enclosure
NB141207-50F | 14×12×7英寸（35.6×30.5×17.8厘米）防风雨接线盒，12V直流，带冷却风扇 | 819.03 | https://www.l-com.cn/nema-enclosures-14x12x7-inch-12-vdc-weatherproof-enclosure-with-cooling-fan
NB141207-EHF | 交流防风雨外壳，14.0in/35.6cm x 12.0in/30.5cm x 7.0in/17.8cm，200-240 V，带加热器和冷却风扇 | 869.16 | https://www.l-com.cn/nema-enclosures-14x12x7-inch-universal-100-250-vac-weatherproof-enclosure-with-heater-and-cooling-fan
NB14-18-FHW-KIT | NB14 / NB18机箱的风扇硬件套件 | 15.9034 | https://www.l-com.cn/nema-enclosures-fan-hardware-kit-for-nb14-nb18-enclosures
NB14-18-VHW-KIT | NB14 / NB18机箱的通风口硬件套件 | 14.6256 | https://www.l-com.cn/nema-enclosures-vent-hardware-kit-for-nb14-nb18-enclosures
NB14-RP10FSD | 用于1412xx-10FSD机箱的预组装替换安装板 | 404.9686 | https://www.l-com.cn/assembled-replacement-mounting-plate-for-1412xx-10fsd-enclosures
NB161406 | NEMA 4X防风雨工业外壳，16.0in/40.6cm x 14.0in/35.6cm x 6.0in/15.2cm，UL®认证 | 815.6044 | https://www.l-com.cn/nema-enclosures-16x14x6-inch-ul-listed-weatherproof-industrial-nema-4x-enclosure-only
NB161406-KIT | NEMA 4X防风雨外壳，16.0in/40.6cm x 14.0in/35.6cm x 6.0in/15.2cm，带备用铝制安装板，UL®认证 | 1055.6766 | https://www.l-com.cn/nema-enclosures-16x14x6-inch-ul-listed-weatherproof-nema-4x-enclosure-with-blank-aluminum-mounting-plate
NB181608-000DR | 防风雨NEMA 4X外壳，18.0in/45.7cm x 16.0in/40.4cm x 8.0in/20.3cm，带DIN安装导轨 | 954.5448 | https://www.l-com.cn/nema-enclosures-18x16x8-inch-weatherproof-nema-4x-enclosure-din-mounting-rails
NB181608-00V | 18×16×8英寸（45.7×40.6×20.3厘米）NEMA级防风雨接线盒，开孔盒盖，带安装板 | 1309.4928 | https://www.l-com.cn/nema-enclosures-18x16x8-inch-vented-weatherproof-nema-enclosure-with-mounting-plate
NB181608-00VDR | 防风雨NEMA 3R通风外壳，18.0in/45.7cm x 16.0in/40.4cm x 8.0in/20.3cm，带DIN安装导轨 | 1161.9432 | https://www.l-com.cn/nema-enclosures-18x16x8-inch-weatherproof-nema-3r-vented-enclosure-din-mounting-rails
NB181608-01 | 18×16×8英寸（45.7×40.6×20.3厘米）NEMA级防风雨接线盒，带安装板 | 1015.4127 | https://www.l-com.cn/nema-enclosures-18x16x8-inch-weatherproof-nema-enclosure-with-mounting-plate
NB181608-02 | 防风雨NEMA 3R外壳 ，18.0in/45.7cm x 16.0in/40.4cm x 8.0in/20.3cm | 538.14 | https://www.l-com.cn/nema-enclosures-18x16x8-inch-weatherproof-nema-3r-enclosure-only
NB181608-03V | 通风防风雨NEMA 3R外壳，18.0in/45.7cm x 16.0in/40.4cm x 8.0in/20.3cm | 1118.7975 | https://www.l-com.cn/nema-enclosures-18x16x8-inch-vented-weatherproof-nema-3r-enclosure-only
NB181608-100 | 18×16×8英寸（45.7×40.6×20.3厘米）防风雨接线盒，120V交流 | 1332.274 | https://www.l-com.cn/nema-enclosures-18x16x8-inch-120-vac-weatherproof-enclosure
NB181608-10F | 18×16×8英寸（45.7×40.6×20.3厘米）防风雨接线盒，120V交流，带冷却风扇 | 1587.7251 | https://www.l-com.cn/nema-enclosures-18x16x8-inch-120-vac-weatherproof-enclosure-with-cooling-fan
NB181608-10F-1 | 18×16×8英寸（45.7×40.6×20.3厘米）防风雨接线盒，120V交流，带冷却风扇（85度开启） | 1745.898 | https://www.l-com.cn/nema-enclosures-18x16x8-inch-120-vac-weatherproof-enclosure-with-85-degree-turn-on-cooling-fans-5
NB181608-10FS | 18×16×8英寸（45.7×40.6×20.3厘米）防风雨接线盒，120V交流，带固态控制风扇 | 1790.2368 | https://www.l-com.cn/nema-enclosures-18x16x8-inch-120-vac-weatherproof-enclosure-with-solid-state-fan-controller
NB181608-10FSX | 18×16×8英寸（45.7×40.6×20.3厘米）防风雨接线盒，120V交流，带省电型固态控制风扇 | 2040.1524 | https://www.l-com.cn/nema-enclosures-18x16x8-inch-120-vac-weatherproof-enclosure-with-power-saver-solid-state-fan-controller
NB181608-10V | 18×16×8英寸（45.7×40.6×20.3厘米）防风雨接线盒，120V交流，开孔盒盖 | 1587.6432 | https://www.l-com.cn/nema-enclosures-18x16x8-inch-120-vac-vented-weatherproof-enclosure
NB181608-1H0 | 18×16×8英寸（45.7×40.6×20.3厘米）防风雨接线盒，120V交流，带加热系统 | 1685.6136 | https://www.l-com.cn/nema-enclosures-18x16x8-inch-120-vac-weatherproof-enclosure-with-heating-system
NB181608-1H0S | 18×16×8英寸（45.7×40.6×20.3厘米）防风雨接线盒，120V交流，带固态控制加热器 | 1737.1596 | https://www.l-com.cn/nema-enclosures-18x16x8-inch-120-vac-weatherproof-enclosure-with-solid-state-heat-controller
NB181608-1HF | 18×16×8英寸（45.7×40.6×20.3厘米）防风雨接线盒，120V交流，带加热器和冷却风扇 | 1931.9969 | https://www.l-com.cn/nema-enclosures-18x16x8-inch-120-vac-weatherproof-enclosure-with-heater-and-cooling-fan
NB181608-1HF-1 | 18×16×8英寸（45.7×40.6×20.3厘米）防风雨接线盒，120V交流，带加热器和冷却风扇（85度开启） | 1881.4884 | https://www.l-com.cn/nema-enclosures-18x16x8-inch-120-vac-weatherproof-enclosure-with-heater-and-85-degree-turn-on-cooling-fans
NB181608-1HFS | 18×16×8英寸（45.7×40.6×20.3厘米）防风雨接线盒，120V交流，带固态控制风扇/加热器 | 1979.7331 | https://www.l-com.cn/nema-enclosures-18x16x8-inch-120-vac-weatherproof-enclosure-w-solid-state-fan-heat-controller
NB181608-1HVS | 18x16x8 Inch 120VAC Gray Vented Weatherproof Enclosure w/Solid State Controlled Heating System | 1528.2432 | https://www.l-com.cn/nema-enclosures-18x16x8-inch-120vac-gray-vented-weatherproof-enclosure-w-solid-state-controlled-heating-system
NB181608-20F | 18×16×8英寸（45.7×40.6×20.3厘米）防风雨接线盒，240V交流，带冷却风扇 | 1604.0376 | https://www.l-com.cn/nema-enclosures-18x16x8-inch-240-vac-weatherproof-enclosure-with-cooling-fans
NB181608-2H0 | 18×16×8英寸（45.7×40.6×20.3厘米）防风雨接线盒，240V交流，带加热系统 | 1469.7144 | https://www.l-com.cn/nema-enclosures-18x16x8-inch-240-vac-weatherproof-enclosure-with-heating-system
NB181608-2HF | 18×16×8英寸（45.7×40.6×20.3厘米）防风雨接线盒，240V交流，带冷却风扇和加热器 | 1879.2576 | https://www.l-com.cn/nema-enclosures-18x16x8-inch-240-vac-weatherproof-enclosure-with-cooling-fans-and-heaters-5
NB181608-400 | 18×16×8英寸（45.7×40.6×20.3厘米）防风雨接线盒，带符合802.3af标准且设有5类浪涌保护器的PoE接口 | 670.0433 | https://www.l-com.cn/nema-enclosures-18x16x8-inch-weatherproof-enclosure-with-8023af-compatible-poe-interface-w-cat-5-surge-protection
NB181608-40F | 18×16×8英寸（45.7×40.6×20.3厘米）防风雨接线盒，带PoE接口和直流冷却风扇 | 988.7033 | https://www.l-com.cn/nema-enclosures-18x16x8-inch-weatherproof-enclosure-with-poe-interface-and-48-vdc-cooling-fans
NB181608-40FAF | 18×16×8英寸（45.7×40.6×20.3厘米）防风雨接线盒，带符合802.3af标准的PoE接口和双冷却风扇 | 1415.1581 | https://www.l-com.cn/nema-enclosures-18x16x8-inch-weatherproof-enclosure-with-8023af-poe-interface-and-dual-cooling-fans
NB181608-40FS | 18×16×8英寸（45.7×40.6×20.3厘米）防风雨接线盒，带PoE接口和固态控制风扇 | 957.1867 | https://www.l-com.cn/nema-enclosures-18x16x8-inch-weatherproof-enclosure-with-poe-interface-and-solid-state-fan-controller
NB181608-40FSAF | 18×16×8英寸（45.7×40.6×20.3厘米）防风雨接线盒，带符合802.3af标准的PoE接口和固态控制风扇 | 901.5067 | https://www.l-com.cn/nema-enclosures-18x16x8-inch-weatherproof-enclosure-with-8023af-poe-compatible-solid-state-fan-controller
NB181608-40V | 18×16×8英寸（45.7×40.6×20.3厘米）接线盒，开孔盒盖，带符合802.3af标准且设有5类浪涌保护器的PoE接口 | 777.85 | https://www.l-com.cn/nema-enclosures-18x16x8-inch-vented-enclosure-with-8023af-compatible-poe-interface-w-cat-5-surge-protection
NB181608-500 | 18×16×8英寸（45.7×40.6×20.3厘米）防风雨接线盒，12V直流 | 1015.0272 | https://www.l-com.cn/nema-enclosures-18x16x8-inch-12-vdc-weatherproof-enclosure
NB181608-50F | 18×16×8英寸（45.7×40.6×20.3厘米）防风雨接线盒，12V直流，带冷却风扇 | 921.22 | https://www.l-com.cn/nema-enclosures-18x16x8-inch-12-vdc-weatherproof-enclosure-with-cooling-fan
NB181608-50V | 18×16×8英寸（45.7×40.6×20.3厘米）防风雨接线盒，12V直流，开孔盒盖 | 1296.0156 | https://www.l-com.cn/nema-enclosures-18x16x8-inch-12-vdc-vented-weatherproof-enclosure
NB181608-E00 | 18×16×8英寸（45.7×40.6×20.3厘米）4X/IP66级防风雨接线盒，通用120~240V交流 | 1287.7128 | https://www.l-com.cn/nema-enclosures-18x16x8-inch-universal-120-240-vac-weatherproof-enclosure-4x-ip56
NB181608-E0F | 18×16×8英寸（45.7×40.6×20.3厘米）防风雨接线盒，通用200~240V交流，带冷却风扇 | 2901.03 | https://www.l-com.cn/nema-enclosures-18x16x8-inch-universal-100-250-vac-weatherproof-enclosure-with-cooling-fans
NB181608-E0V | 18×16×8英寸（45.7×40.6×20.3厘米）防风雨接线盒，通用120~240V交流，开孔盒盖 | 3267.8448 | https://www.l-com.cn/nema-enclosures-18x16x8-inch-universal-100-240-vac-weatherproof-enclosure-with-vented-cover
NB181608-EH0 | 18×16×8英寸（45.7×40.6×20.3厘米）防风雨接线盒，通用200~240V交流，带加热系统 | 1495.098 | https://www.l-com.cn/nema-enclosures-18x16x8-inch-universal-100-250-vac-weatherproof-enclosure-with-heating-system
NB181608-EHF | 18×16×8英寸（45.7×40.6×20.3厘米）防风雨接线盒，通用200~240V交流，带冷却风扇和加热器 | 3419.9352 | https://www.l-com.cn/nema-enclosures-18x16x8-inch-universal-100-250-vac-weatherproof-enclosure-with-cooling-fans-and-heat
NB18-RP10FSX | 用于1816xx-10FSX机箱的预组装替换安装板 | 478.7244 | https://www.l-com.cn/assembled-replacement-mounting-plate-for-1816xx-10fsx-enclosures
NB18-RP1HF-1 | 用于1816xx-1HF-1机箱的预组装替换安装板 | 707.6699 | https://www.l-com.cn/assembled-replacement-mounting-plate-for-1816xx-1hf-1-enclosures
NB18-RP1HFA2 | 用于1816xx-1HFA2机箱的预组装替换安装板 | 994.8668 | https://www.l-com.cn/assembled-replacement-mounting-plate-for-1816xx-1hfa2-enclosures
NB201611-100 | 20×16×11英寸（50.8×40.6×27.9厘米）防风雨接线盒，120V交流 | 2052.864 | https://www.l-com.cn/nema-enclosures-20x16x11-inch-120-vac-weatherproof-enclosure
NB201611-10F | 20×16×11英寸（50.8×40.6×27.9厘米）防风雨接线盒，120V交流，带双冷却风扇 | 2668.9648 | https://www.l-com.cn/nema-enclosures-20x16x11-inch-120-vac-weatherproof-enclosure-with-cooling-fans
NB201611-10F-1 | 20×16×11英寸（50.8×40.6×27.9厘米）防风雨接线盒，120V交流，带冷却风扇（85度开启） | 2399.2056 | https://www.l-com.cn/nema-enclosures-20x16x11-inch-120-vac-weatherproof-enclosure-with-85-degree-turn-on-cooling-fans-5
NB201611-10FS | 20×16×11英寸（50.8×40.6×27.9厘米）防风雨接线盒，120V交流，带固态控制冷却风扇 | 2759.1775 | https://www.l-com.cn/nema-enclosures-20x16x11-inch-120-vac-weatherproof-enclosure-w-cooling-fans-solid-state-controller
NB201611-10V | 20×16×11英寸（50.8×40.6×27.9厘米）防风雨接线盒，120V交流，开孔盒盖 | 2286.1872 | https://www.l-com.cn/nema-enclosures-20x16x11-inch-120-vac-vented-weatherproof-enclosure
NB201611-1H0 | 20×16×11英寸（50.8×40.6×27.9厘米）防风雨接线盒，120V交流，带一体式加热系统 | 2152.8778 | https://www.l-com.cn/nema-enclosures-20x16x11-inch-120-vac-weatherproof-enclosure-with-heating-system
NB201611-1HF | 20×16×11英寸（50.8×40.6×27.9厘米）防风雨接线盒，120V交流，带双冷却风扇和加热系统 | 2681.7912 | https://www.l-com.cn/nema-enclosures-20x16x11-inch-120-vac-weatherproof-enclosure-w-cooling-fans-and-heating-system
NB201611-1HF-1 | 20×16×11英寸（50.8×40.6×27.9厘米）防风雨接线盒，120V交流，带加热器和冷却风扇（85度开启） | 2646.864 | https://www.l-com.cn/nema-enclosures-20x16x11-inch-120-vac-weatherproof-enclosure-with-heater-and-85-degree-turn-on-cooling-fans
NB201611-1HFS | 20×16×11英寸（50.8×40.6×27.9厘米）防风雨接线盒，120V交流，带固态风扇和加热控制器 | 2681.8704 | https://www.l-com.cn/nema-enclosures-20x16x11-inch-120-vac-weatherproof-enclosure-w-cooling-fans-heat-solid-state-controller
NB20-RP10F | 用于2016xx-10F机箱的预组装替换安装板 | 510.7323 | https://www.l-com.cn/assembled-replacement-mounting-plate-for-2016xx-10f-enclosures
NB20-RP10F-1 | 用于2016xx-10F-1机箱的预组装替换安装板 | 513.2239 | https://www.l-com.cn/assembled-replacement-mounting-plate-for-2016xx-10f-1-enclosures
NB20-RP1H0 | 用于2016xx-1H0机箱的预组装替换安装板 | 526.4425 | https://www.l-com.cn/assembled-replacement-mounting-plate-for-2016xx-1h0-enclosures
NB20-RP1HF | 用于2016xx-1HF机箱的预组装替换安装板 | 638.4676 | https://www.l-com.cn/assembled-replacement-mounting-plate-for-2016xx-1hf-enclosures
NB20-RP1HFS | 用于2016xx-1HFS机箱的预组装替换安装板 | 791.8649 | https://www.l-com.cn/assembled-replacement-mounting-plate-for-2016xx-1hfs-enclosures
NB20-VHW-KIT | NB20机箱的通风口硬件套件 | 15.0678 | https://www.l-com.cn/nema-enclosures-vent-hardware-kit-for-nb20-enclosures
NB20-VR-KIT | NB20机箱的通风口更换套件 | 23.2848 | https://www.l-com.cn/nema-enclosures-vent-replacement-kit-for-nb20-enclosures
NB302411 | 30x24x11 UL认证的玻璃纤维强化聚酯（FRP）防风雨户外灰色IP66 NEMA 4机箱 | 3059.9114 | https://www.l-com.cn/30x24x11-ul-listed-fiberglass-reinf-polyester-frp-nb302411
NBA-0001 | H型/D型孔插头，黑，10件/袋 | 78.4397 | https://www.l-com.cn/nema-enclosures-black-h-d-cut-hole-plug-10-pack
NBA-0002 | 钢制1/2英寸（12.7毫米）垫圈式油密插头 | 28.6645 | https://www.l-com.cn/nema-enclosures-steel-1-2-inch-oil-tight-gasketed-plug
NBB100805 | 10×8×5英寸（25.4×20.3×12.7厘米）UL®认证工业级防风雨NEMA接线盒，黑色 | 891.6866 | https://www.l-com.cn/nema-enclosures-10x8x5-ul-listed-black-weatherproof-industrial-enclosure
NBB121005 | 12×10×5英寸（30.5×25.4×12.7厘米）UL®认证工业级防风雨NEMA接线盒，黑色 | 643.7123 | https://www.l-com.cn/nema-enclosures-12x10x5-ul-listed-black-weatherproof-industrial-enclosure
NBB141207-100 | 14×12×7英寸（35.6×30.5×17.8厘米）防风雨接线盒，120V交流，黑 | 1331.2728 | https://www.l-com.cn/nema-enclosures-14x12x7-inch-120-vac-black-weatherproof-enclosure
NBB141207-10F | 14×12×7英寸（35.6×30.5×17.8厘米）防风雨接线盒，120V交流，黑，带冷却风扇 | 1588.356 | https://www.l-com.cn/nema-enclosures-14x12x7-inch-120-vac-black-weatherproof-enclosure-with-cooling-fan
NBB141207-10FS | 14×12×7英寸（35.6×30.5×17.8厘米）防风雨接线盒，120V交流，黑，带固态控制冷却风扇 | 1594.3752 | https://www.l-com.cn/nema-enclosures-14x12x7-inch-120-vac-black-weatherproof-enclosure-w-cooling-fan-solid-state-controller
NBB141207-10V | 14×12×7英寸（35.6×30.5×17.8厘米）防风雨接线盒，120V交流，开孔盒盖，黑 | 1246.8456 | https://www.l-com.cn/nema-enclosures-14x12x7-inch-120-vac-black-weatherproof-enclosure-with-vented-lid
NBB141207-1H0 | 14×12×7英寸（35.6×30.5×17.8厘米）防风雨接线盒，120V交流，黑，带一体式加热系统 | 1066.824 | https://www.l-com.cn/nema-enclosures-14x12x7-inch-120-vac-black-weatherproof-enclosure-with-heating-system
NBB141207-1HF | 14×12×7英寸（35.6×30.5×17.8厘米）防风雨接线盒，120V交流，黑，带冷却风扇和加热系统 | 1741.905 | https://www.l-com.cn/nema-enclosures-14x12x7-inch-120-vac-black-weatherproof-enclosure-w-cooling-fan-and-heating-system
NBB141207-1HFS | 14×12×7英寸（35.6×30.5×17.8厘米）防风雨接线盒，120V交流，黑，带固态风扇和加热控制器 | 1903.176 | https://www.l-com.cn/nema-enclosures-14x12x7-inch-120-vac-black-weatherproof-enclosure-w-cooling-fan-heat-solid-state-controller
NBB181608-100 | 18×16×8英寸（45.7×40.6×20.3厘米）防风雨接线盒，120V交流，黑 | 1411.5024 | https://www.l-com.cn/nema-enclosures-18x16x8-inch-120-vac-black-weatherproof-enclosure
NBB181608-10F | 18×16×8英寸（45.7×40.6×20.3厘米）防风雨接线盒，120V交流，黑，带双冷却风扇 | 1974.5352 | https://www.l-com.cn/nema-enclosures-18x16x8-inch-120-vac-black-weatherproof-enclosure-with-dual-cooling-fans
NBB181608-10FS | 18×16×8英寸（45.7×40.6×20.3厘米）防风雨接线盒，120V交流，黑，带固态控制冷却风扇 | 2078.4456 | https://www.l-com.cn/nema-enclosures-18x16x8-inch-120-vac-black-weatherproof-enclosure-w-cooling-fans-solid-state-controller
NBB181608-10V | 18×16×8英寸（45.7×40.6×20.3厘米）防风雨接线盒，120V交流，开孔盒盖，黑 | 2092.7808 | https://www.l-com.cn/nema-enclosures-18x16x8-inch-120-vac-black-weatherproof-enclosure-with-vented-lid
NBB181608-1H0 | 18×16×8英寸（45.7×40.6×20.3厘米）防风雨接线盒，120V交流，黑，带一体式加热系统 | 1686.2472 | https://www.l-com.cn/nema-enclosures-18x16x8-inch-120-vac-black-weatherproof-enclosure-with-heating-system
NBB181608-1HF | 18×16×8英寸（45.7×40.6×20.3厘米）防风雨接线盒，120V交流，黑，带冷却风扇和加热系统 | 2385.3456 | https://www.l-com.cn/nema-enclosures-18x16x8-inch-120-vac-black-weatherproof-enclosure-w-cooling-fans-and-heating-system
NBB181608-1HFS | 18×16×8英寸（45.7×40.6×20.3厘米）防风雨接线盒，120V交流，黑，带固态风扇和加热控制器 | 2677.2768 | https://www.l-com.cn/nema-enclosures-18x16x8-inch-120-vac-black-weatherproof-enclosure-w-cooling-fans-heat-solid-state-controller
NBB181608-1HVS | 18×16×8英寸（45.7×40.6×20.3厘米）防风雨接线盒，120V交流，开孔盒盖，黑，带固态控制加热系统 | 2172.1044 | https://www.l-com.cn/nema-enclosures-18x16x8-inch-120-vac-black-vented-weatherproof-enclosure-w-solid-state-controlled-heating-system
NBBPC141206 | 14x12x06 UL认证的黑色聚碳酸酯防风雨户外IP66 NEMA 4X外壳 | 953.964 | https://www.l-com.cn/14x12x06-ul-listed-polycarbonate-weatherproof-outdoor-ip66-nema-4x-enclosure-black
NBBPC141206-000DR | 14x12x06聚碳酸酯耐候性户外IP66 NEMA 4X外壳，DIN导轨安装 黑色 | 1065.739 | https://www.l-com.cn/14x12x06-polycarbonate-weatherproof-outdoor-ip66-nema-4x-enclosure-din-rail-mount-black
NBBPC141206-00V | 14x12x06聚碳酸酯防风雨户外IP24 NEMA 3R外壳，改良型钻孔安装底座， 带排气盖， 黑色 | 1436.7613 | https://www.l-com.cn/14x12x06-polycarbonate-weatherproof-outdoor-ip24-nema-3r-enclosure-modified-base-drilled-mount-vented-lid-black
NBBPC141206-00VDR | 14x12x06聚碳酸酯防风雨户外IP24 NEMA 3R外壳，改进型DIN导轨安装，代通风盖， 黑色 | 1467.6111 | https://www.l-com.cn/14x12x06-polycarbonate-weatherproof-outdoor-ip24-nema-3r-enclosure-modified-base-din-rail-mount-vented-lid-black
NBBPC141206-01 | 14x12x06聚碳酸酯防风雨户外IP66 NEMA 4X外壳，改良型钻孔安装底座 黑色 | 1062.0924 | https://www.l-com.cn/14x12x06-polycarbonate-weatherproof-outdoor-ip66-nema-4x-enclosure-modified-base-drilled-mount-black
NBBPC141206-02 | 14x12x06聚碳酸酯防风雨户外IP66 NEMA 4X外壳，改良式底座，黑色 | 969.9832 | https://www.l-com.cn/14x12x06-polycarbonate-weatherproof-outdoor-ip66-nema-4x-enclosure-modified-base-black
NBBPC141206-100 | 14x12x06聚碳酸酯防风雨户外IP66 NEMA 4X外壳，120 VAC 安装板，黑色 | 1297.5217 | https://www.l-com.cn/14x12x06-polycarbonate-weatherproof-outdoor-ip66-nema-4x-enclosure-120-vac-mnt-plt-black
NBBPC141206-10F | 14x12x06聚碳酸酯防风雨户外IP24 NEMA 3R机箱，120 VAC 安装板，机械恒温风扇，黑色 | 1933.367 | https://www.l-com.cn/14x12x06-polycarbonate-weatherproof-outdoor-ip24-nema-3r-enclosure-120-vac-mnt-plt-mechanical-thermostat-fan-black
NBBPC141206-10F-1 | 14x12x06聚碳酸酯防风雨室外IP24 NEMA 3R机箱，120 VAC 安装板，机械恒温器85华氏度自动打开的风扇，黑色 | 1741.2239 | https://www.l-com.cn/14x12x06-polycarbonate-weatherproof-outdoor-ip24-nema-3r-enclosure-120-vac-mnt-plt-mechanical-thermostat-85f-turn-on-fan-black
NBBPC141206-10FSD | 14x12x06聚碳酸酯耐候室外IP24 NEMA 3R外壳，120VAC 安装板，固态恒温器控制节电的双风扇， 黑色 | 2049.1931 | https://www.l-com.cn/14x12x06-polycarbonate-weatherproof-outdoor-ip24-nema-3r-enclosure-120vac-mnt-plt-solid-state-therm-power-saver-controlled-dual-fans-bk
NBBPC141206-1H0 | 14x12x06聚碳酸酯防风雨户外IP66 NEMA 4X外壳，120 VAC 安装板，机械恒温加热器，黑色 | 1370.9377 | https://www.l-com.cn/14x12x06-polycarbonate-weatherproof-outdoor-ip66-nema-4x-enclosure-120-vac-mnt-plt-mechanical-thermostat-heat-black
NBBPC141206-1HF | 14x12x06聚碳酸酯防风雨室外IP24 NEMA 3R外壳，120 VAC 安装板，机械恒温器加热器加风扇，黑色 | 1957.8913 | https://www.l-com.cn/14x12x06-polycarbonate-weatherproof-outdoor-ip24-nema-3r-enclosure-120-vac-mnt-plt-mechanical-thermostat-heat-fan-black
NBBPC141206-1HFA2 | 14x12x06聚碳酸酯防风雨室外IP24 NEMA 3R外壳，120 VAC 安装板，用户调节恒温加热器和风扇，黑色 | 2136.981 | https://www.l-com.cn/14x12x06-polycarbonate-weatherproof-outdoor-ip24-nema-3r-enclosure-120-vac-mnt-plt-user-adjustable-thermostat-heat-fan-black
NBBPC141206-1HFS | 14x12x06聚碳酸酯防风雨户外IP24 NEMA 3R机箱，120 VAC 安装板，固态恒温加热器和风扇, 黑色 | 2138.8831 | https://www.l-com.cn/14x12x06-polycarbonate-weatherproof-outdoor-ip24-nema-3r-enclosure-120-vac-mnt-plt-solid-state-thermostat-heat-fan-black
NBBPC141206-E00 | 14x12x06聚碳酸酯防风雨户外IP66 NEMA 4X外壳，120-240 VAC通用插座安装板，黑色 | 1359.4205 | https://www.l-com.cn/14x12x06-polycarbonate-weatherproof-outdoor-ip66-nema-4x-enclosure-120-240-vac-universal-outlet-mnt-plt-black
NBBPC141206-E0F | 14x12x06聚碳酸酯防风雨室外IP24 NEMA 3R外壳，240 VAC通用插座安装板，机械恒温器控制风扇，黑色 | 2020.2692 | https://www.l-com.cn/14x12x06-polycarbonate-weatherproof-outdoor-ip24-nema-3r-enclosure-240-vac-universal-outlet-mnt-plt-mechanical-thermostat-fan-black
NBBPC141206-E0V | 14x12x06聚碳酸酯防风雨室外IP24 NEMA 3R外壳，120-240 VAC通用插座安装板，带通风盖，黑色 | 1685.7236 | https://www.l-com.cn/14x12x06-polycarbonate-weatherproof-outdoor-ip24-nema-3r-enclosure-120-240-vac-universal-outlet-mnt-plt-vented-lid-black
NBBPC141206-EH0 | 14x12x06聚碳酸酯防风雨户外IP66 NEMA 4X外壳，240 VAC通用插座安装板，机械恒温加热器，黑色 | 1531.8019 | https://www.l-com.cn/14x12x06-polycarbonate-weatherproof-outdoor-ip66-nema-4x-enclosure-240-vac-universal-outlet-mnt-plt-mechanical-thermostat-heat-black
NBBPC141206-EHF | 14x12x06聚碳酸酯防风雨室外IP24 NEMA 3R外壳，240 VAC通用插座安装板，机械恒温器加热器及风扇，黑色 | 2285.719 | https://www.l-com.cn/14x12x06-polycarbonate-weatherproof-outdoor-ip24-nema-3r-enclosure-240-vac-universal-outlet-mnt-plt-mechanical-thermostat-heat-fan-black
NBBPC141206-KIT | 14x12x06 UL认证的聚碳酸酯防风雨户外IP66 NEMA 4X外壳，带空白铝安装板及套件包，黑色 | 985.4361 | https://www.l-com.cn/14x12x06-ul-listed-polycarbonate-weatherproof-outdoor-ip66-nema-4x-enclosure-kit-bundled-w-blank-aluminum-mount-plate-black
NBBPC141206-KIT01 | 14x12x06 UL认证的聚碳酸酯防风雨户外IP66 NEMA 4X外壳，带空白塑料安装板及套件包，黑色 | 1037.1885 | https://www.l-com.cn/14x12x06-ul-listed-polycarbonate-weatherproof-outdoor-ip66-nema-4x-enclosure-kit-bundled-w-blank-plastic-mount-plate-black
NBBPC14-LID | 用于1412聚碳酸酯机箱的黑色替换铰链盖 | 244.5458 | https://www.l-com.cn/black-replacement-hinge-cover-for-1412-polycarbonate-enclosure
NBBPC181610 | 18x16x10 UL认证的聚碳酸酯防风雨户外IP66 NEMA 4X外壳，黑色 | 1299.6039 | https://www.l-com.cn/18x16x10-ul-listed-polycarbonate-weatherproof-outdoor-ip66-nema-4x-enclosure-black
NBBPC181610-000DR | 18x16x10聚碳酸酯防风雨IP66 NEMA户外4X防护等级，DIN导轨安装板，黑色 | 1421.2321 | https://www.l-com.cn/18x16x10-polycarbonate-weatherproof-outdoor-ip66-nema-4x-enclosure-din-rail-mount-black
NBBPC181610-00V | 18x16x10聚碳酸酯防风雨室外IP24 NEMA 3R外壳，改良型钻孔底座安装板，带通风盖，黑色 | 2089.2683 | https://www.l-com.cn/18x16x10-polycarbonate-weatherproof-outdoor-ip24-nema-3r-enclosure-modified-base-drilled-mount-vented-lid-black
NBBPC181610-00VDR | 18x16x10聚碳酸酯防风雨户外IP24 NEMA 3R外壳，改良型DIN导轨安装板，带通风盖，黑色 | 2133.8426 | https://www.l-com.cn/18x16x10-polycarbonate-weatherproof-outdoor-ip24-nema-3r-enclosure-modified-base-din-rail-mount-vented-lid-black
NBBPC181610-01 | 18x16x10聚碳酸酯防风雨户外IP66 NEMA 4X外壳，改良型底座钻孔安装板，黑色 | 1414.4077 | https://www.l-com.cn/18x16x10-polycarbonate-weatherproof-outdoor-ip66-nema-4x-enclosure-modified-base-drilled-mount-black
NBBPC181610-02 | 18x16x10聚碳酸酯放风雨户外IP66 NEMA 4X外壳，改良型底座，黑色 | 1349.3255 | https://www.l-com.cn/18x16x10-polycarbonate-weatherproof-outdoor-ip66-nema-4x-enclosure-modified-base-black
NBBPC181610-100 | 18x16x10聚碳酸酯防风雨户外IP66 NEMA 4X外壳，120 VAC 安装板，黑色 | 2126.9477 | https://www.l-com.cn/18x16x10-polycarbonate-weatherproof-outdoor-ip66-nema-4x-enclosure-120-vac-mnt-plt-black
NBBPC181610-10V | 18x16x10聚碳酸酯防风雨室外IP24 NEMA 3R外壳，120VAC MNT PLT，固态恒温器控制节能双风扇，黑色 | 2317.784 | https://www.l-com.cn/18x16x10-polycarbonate-weatherproof-outdoor-ip24-nema-3r-enclosure-120-vac-mnt-plt-vented-lid-black
NBBPC181610-1H0 | 18x16x10聚碳酸酯防风雨户外IP66 NEMA 4X外壳，120 VAC 安装板，机械恒温器控制加热器，黑色 | 2222.8543 | https://www.l-com.cn/18x16x10-polycarbonate-weatherproof-outdoor-ip66-nema-4x-enclosure-120-vac-mnt-plt-mechanical-thermostat-heat-black
NBBPC181610-1HF | 18x16x10聚碳酸酯防风雨室外IP24 NEMA 3R外壳，120 VAC 安装板，机械恒温加热器及风扇，黑色 | 2619.1176 | https://www.l-com.cn/18x16x10-polycarbonate-weatherproof-outdoor-ip24-nema-3r-enclosure-120-vac-mnt-plt-mechanical-thermostat-heat-fan-black
NBBPC181610-1HF-1 | 18x16x10聚碳酸酯防风雨室外IP24 NEMA 3R机箱，120 VAC 安装板，机械恒温加热器和85华氏度自动开启风扇，黑色 | 2715.63 | https://www.l-com.cn/18x16x10-polycarbonate-weatherproof-outdoor-ip24-nema-3r-enclosure-120-vac-mnt-plt-mechanical-thermostat-heat-85f-turn-on-fan-black
NBBPC181610-1HFA2 | 18x16x10聚碳酸酯防风雨室外IP24 NEMA 3R机箱，120 VAC MNT PLT，用户调节恒温加热器和风扇，黑色 | 3044.0599 | https://www.l-com.cn/18x16x10-polycarbonate-weatherproof-outdoor-ip24-nema-3r-enclosure-120-vac-mnt-plt-user-adjustable-thermostat-heat-fan-black
NBBPC181610-1HFS | 18x16x10聚碳酸酯防风雨室外IP24 NEMA 3R机箱，120 VAC 安装板，固态恒温加热器和风扇,黑色 | 2783.7454 | https://www.l-com.cn/18x16x10-polycarbonate-weatherproof-outdoor-ip24-nema-3r-enclosure-120-vac-mnt-plt-solid-state-thermostat-heat-fan-black
NBBPC181610-E00 | 18x16x10聚碳酸酯防风雨户外IP66 NEMA 4X外壳，120-240 VAC通用插座安装板，黑色 | 1781.7674 | https://www.l-com.cn/18x16x10-polycarbonate-weatherproof-outdoor-ip66-nema-4x-enclosure-120-240-vac-universal-outlet-mnt-plt-black
NBBPC181610-E0F | 18x16x10聚碳酸酯防风雨室外IP24 NEMA 3R外壳，240 VAC通用插座安装板，机械恒温风扇，黑色 | 2801.5178 | https://www.l-com.cn/18x16x10-polycarbonate-weatherproof-outdoor-ip24-nema-3r-enclosure-240-vac-universal-outlet-mnt-plt-mechanical-thermostat-fan-black
NBBPC181610-E0V | 18x16x10聚碳酸酯防风雨 IP24 NEMA 3R户外外壳，120-240 VAC通用插座安装板，带通风盖，黑色 | 2637.2966 | https://www.l-com.cn/18x16x10-polycarbonate-weatherproof-outdoor-ip24-nema-3r-enclosure-120-240-vac-universal-outlet-mnt-plt-vented-lid-black
NBBPC181610-EH0 | 18x16x10聚碳酸酯防风雨户外IP66 NEMA 4X外壳，240 VAC通用插座安装板，机械恒温加热器，黑色 | 2455.605 | https://www.l-com.cn/18x16x10-polycarbonate-weatherproof-outdoor-ip66-nema-4x-enclosure-240-vac-universal-outlet-mnt-plt-mechanical-thermostat-heat-black
NBBPC181610-EHF | 18x16x10聚碳酸酯耐候性户外IP24 NEMA 3R外壳，240 VAC通用插座安装板，机械恒温加热器和风扇，黑色 | 4260.872 | https://www.l-com.cn/18x16x10-polycarbonate-weatherproof-outdoor-ip24-nema-3r-enclosure-240-vac-universal-outlet-mnt-plt-mechanical-thermostat-heat-fan-black
NBBPC18-LID | 用于1816聚碳酸酯机箱的黑色替换铰链盖 | 374.3546 | https://www.l-com.cn/black-replacement-hinge-cover-for-1816-polycarbonate-enclosure
NBBPC-BPKG | 聚碳酸酯后背板调整套件-黑色 | 137.9981 | https://www.l-com.cn/polycarbonate-back-panel-adjustment-kit-black
NBBW141207 | 14×12×7英寸（35.6×30.5×17.8厘米）UL®认证NEMA级防风雨接线盒，带窗盒盖，黑，仅接线盒本身 | 773.2771 | https://www.l-com.cn/nema-enclosures-14x12x7-inch-black-weatherproof-windowed-nema-enclosure-only
NBBWPC141206 | 14×12×6英寸（35.6×30.5×15.2厘米）UL认证NEMA-4X级防风雨聚碳酸酯接线盒，透明盒盖，黑 | 967.8161 | https://www.l-com.cn/14x12x06-ul-listed-polycarbonate-weatherproof-nema-4x-enclosure-clear-lid-black-nbbwpc141206
NBBWPC141206-000DR | 14×12×6英寸（35.6×30.5×15.2厘米）NEMA-4X级户外用防风雨聚碳酸酯接线盒，DIN导轨安装，透明盒盖，黑 | 1115.107 | https://www.l-com.cn/14x12x06-polycarbonate-weatherproof-outdoor-nema-4x-enclosure-din-rail-mount-clear-lid-black-nbbwpc141206-000dr
NBBWPC141206-01 | 14×12×6英寸（35.6×30.5×15.2厘米）NEMA-4X级防风雨聚碳酸酯接线盒，改进式底板钻孔安装，透明盒盖，黑 | 1141.0455 | https://www.l-com.cn/14x12x06-polycarbonate-weatherproof-nema-4x-enclosure-modified-base-drilled-mount-clear-lid-black-nbbwpc141206-01
NBBWPC141206-02 | 14×12×6英寸（35.6×30.5×15.2厘米）NEMA-4X级防风雨聚碳酸酯接线盒，改进式底板，透明盒盖，黑 | 1026.9488 | https://www.l-com.cn/14x12x06-polycarbonate-weatherproof-nema-4x-enclosure-modified-base-clear-lid-black-nbbwpc141206-02
NBBWPC141206-100 | 14×12×6英寸（35.6×30.5×15.2厘米）NEMA-4X级防风雨聚碳酸酯接线盒，120V交流电源安装板，透明盒盖，黑 | 1296.0988 | https://www.l-com.cn/14x12x06-polycarbonate-weatherproof-nema-4x-enclosure-120vac-mount-plate-clear-lid-black-nbbwpc141206-100
NBBWPC141206-1H0 | 14×12×6英寸（35.6×30.5×15.2厘米）NEMA-4X级防风雨聚碳酸酯接线盒，120V交流电源安装板，机械式恒温器加热，透明盒盖，黑 | 1472.5769 | https://www.l-com.cn/14x12x06-polycarb-weatherproof-nema-4x-enclosure-120vac-mount-plate-mech-thermostat-heat-clear-lid-black-nbbwpc141206-1h0
NBBWPC141206-E00 | 14×12×6英寸（35.6×30.5×15.2厘米）NEMA-4X级防风雨聚碳酸酯接线盒，通用120-240V交流电源插座安装板，透明盒盖，黑 | 1424.8186 | https://www.l-com.cn/14x12x06-polycarb-weatherproof-nema-4x-enclosure-120-240vac-universal-outlet-mount-plate-clear-lid-black-nbbwpc141206-e00
NBBWPC141206-EH0 | 14×12×6英寸（35.6×30.5×15.2厘米）NEMA-4X级防风雨聚碳酸酯接线盒，通用240V交流电源插座安装板，机械式恒温器加热，透明盒盖，黑 | 1597.4759 | https://www.l-com.cn/14x12x06-polycarb-wthprf-nema-4x-encl-240vac-univ-outlet-mnt-plate-mech-therm-heat-clear-lid-black-nbbwpc141206-eh0
NBBWPC141206-KIT | 14×12×6英寸（35.6×30.5×15.2厘米）UL认证NEMA-4X级防风雨聚碳酸酯接线盒，带铝制安装板，透明盒盖，黑 | 1086.7059 | https://www.l-com.cn/14x12x06-ul-listed-polycarbonate-weatherproof-nema-4x-enclosure-w-aluminum-mounting-plate-clear-lid-black-nbbwpc141206-kit
NBBWPC141206-KIT01 | 14×12×6英寸（35.6×30.5×15.2厘米）UL认证NEMA-4X级防风雨聚碳酸酯接线盒，带非金属安装板，透明盒盖，黑 | 1010.4759 | https://www.l-com.cn/14x12x06-ul-listed-polycarbonate-weatherproof-nema-4x-enclosure-w-non-metallic-mount-plate-clear-lid-black-nbbwpc141206-kit01
NBBWPC181610 | 18×16×10英寸（45.7×40.6×25.4厘米）UL认证NEMA-4X级防风雨聚碳酸酯接线盒，透明盒盖，黑 | 1464.0274 | https://www.l-com.cn/18x16x10-ul-listed-polycarbonate-weatherproof-nema-4x-enclosure-clear-lid-black-nbbwpc181610
NBBWPC181610-000DR | 18×16×10英寸（45.7×40.6×25.4厘米）NEMA-4X级防风雨聚碳酸酯接线盒，DIN导轨安装，透明盒盖，黑 | 1491.258 | https://www.l-com.cn/18x16x10-polycarbonate-weatherproof-nema-4x-enclosure-din-rail-mount-clear-lid-black-nbbwpc181610-000dr
NBBWPC181610-01 | 18×16×10英寸（45.7×40.6×25.4厘米）NEMA-4X级防风雨聚碳酸酯接线盒，改进式底板钻孔安装，透明盒盖，黑 | 1528.3586 | https://www.l-com.cn/18x16x10-polycarbonate-weatherproof-nema-4x-enclosure-modified-base-drilled-mount-clear-lid-black-nbbwpc181610-01
NBBWPC181610-02 | 18×16×10英寸（45.7×40.6×25.4厘米）认证的NEMA-4X级防风雨聚碳酸酯接线盒，改进式底板，透明盒盖，黑 | 1416.881 | https://www.l-com.cn/18x16x10-polycarbonate-weatherproof-nema-4x-enclosure-modified-base-clear-lid-black-nbbwpc181610-02
NBBWPC181610-100 | 18×16×10英寸（45.7×40.6×25.4厘米）认证的NEMA-4X级防风雨聚碳酸酯接线盒，120V交流电源安装板，透明盒盖，黑 | 1841.9346 | https://www.l-com.cn/18x16x10-polycarbonate-weatherproof-nema-4x-enclosure-120vac-mount-plate-clear-lid-black-nbbwpc181610-100
NBBWPC181610-1H0 | 18×16×10英寸（45.7×40.6×25.4厘米）NEMA-4X级防风雨聚碳酸酯接线盒，120V交流电源安装板，机械式恒温器加热，透明盒盖，黑 | 2284.0033 | https://www.l-com.cn/18x16x10-polycarb-weatherproof-nema-4x-enclosure-120vac-mount-plate-mech-thermostat-heat-clear-lid-black-nbbwpc181610-1h0
NBBWPC181610-E00 | 18×16×10英寸（45.7×40.6×25.4厘米）NEMA-4X级防风雨聚碳酸酯接线盒，通用120-240V交流电源插座安装板，透明盒盖，黑 | 1828.3716 | https://www.l-com.cn/18x16x10-polycarb-weatherproof-nema-4x-enclosure-120-240vac-universal-outlet-mount-plate-clear-lid-black-nbbwpc181610-e00
NBBWPC181610-EH0 | 18×16×10英寸（45.7×40.6×25.4厘米）NEMA-4X级防风雨聚碳酸酯接线盒，通用240V交流电源插座安装板，机械式恒温器加热，透明盒盖，黑 | 2398.4523 | https://www.l-com.cn/18x16x10-polycarb-weatherproof-nema-4x-encl-240vac-univ-outlet-mnt-plate-mech-therm-heat-clear-lid-black-nbbwpc181610-eh0
NBBWPC181610-KIT | 18×16×10英寸（45.7×40.6×25.4厘米）UL认证NEMA-4X级防风雨聚碳酸酯接线盒，带铝制安装板，透明盒盖，黑 | 1452.9874 | https://www.l-com.cn/18x16x10-ul-listed-polycarbonate-weatherproof-nema-4x-enclosure-w-aluminum-mounting-plate-clear-lid-black-nbbwpc181610-kit
NBBWPC181610-KIT01 | 18×16×10英寸（45.7×40.6×25.4厘米）UL认证NEMA-4X级防风雨聚碳酸酯接线盒，带非金属安装板，透明盒盖，黑 | 1484.2199 | https://www.l-com.cn/18x16x10-ul-listed-polycarbonate-weatherproof-nema-4x-enclosure-non-metallic-mount-plate-clear-lid-black-nbbwpc181610-kit01
NBC060604-KIT | 6×6×4英寸（15.2×15.2×10.2厘米）UL®认证NEMA-4X级防风雨接线盒，带铝制安装板和角部固定螺丝 | 512.1666 | https://www.l-com.cn/nema-enclosures-6x6x4-inch-ul-listed-weatherproof-nema-4x-enclosure-w-aluminum-mounting-plate-corner-screws
NBC080604 | 8×6×4英寸（20.3×15.2×10.2厘米）UL®认证工业级NEMA-4X防风雨接线盒，仅接线盒本身，带角部固定螺丝 | 305.8257 | https://www.l-com.cn/nema-enclosures-8x6x4-inch-ul-listed-weatherproof-industrial-nema-4x-enclosure-only-with-corner-screws
NBC100805 | 10×8×5英寸（25.4×20.3×12.7厘米）UL®认证工业级NEMA-4X防风雨接线盒，仅接线盒本身，带角部固定螺丝 | 408.0919 | https://www.l-com.cn/nema-enclosures-10x8x5-inch-ul-listed-weatherproof-industrial-nema-4x-enclosure-only-with-corner-screws
NBC141206 | 14×12×6英寸（35.6×30.5×15.2厘米）UL®认证工业级NEMA-4X防风雨接线盒，仅接线盒本身，带角部固定螺丝 | 644.8622 | https://www.l-com.cn/nema-enclosures-14x12x6-inch-ul-listed-weatherproof-industrial-nema-4x-enclosure-only-with-corner-screws
NBC141206-00V | 14×12×6英寸（35.6×30.5×15.2厘米）NEMA级防风雨接线盒，开孔盒盖，带安装板 | 1108.5888 | https://www.l-com.cn/nema-enclosures-14x12x6-inch-vented-weatherproof-nema-enclosure-with-mounting-plate
NBC141206-01 | 14×12×6英寸（35.6×30.5×15.2厘米）NEMA级防风雨接线盒，带安装板 | 970.134 | https://www.l-com.cn/nema-enclosures-14x12x6-inch-weatherproof-nema-enclosure-with-mounting-plate
NBC141206-02 | 14×12×6英寸（35.6×30.5×15.2厘米）NEMA-3R级防风雨接线盒，仅接线盒本身 | 627.2904 | https://www.l-com.cn/nema-enclosures-14x12x6-inch-weatherproof-nema-3r-enclosure-only
NBC141206-100 | 14×12×6英寸（35.6×30.5×15.2厘米）防风雨接线盒，120V交流 | 1138.9752 | https://www.l-com.cn/nema-enclosures-14x12x6-inch-120-vac-weatherproof-enclosure
NBC141206-10V | 14×12×6英寸（35.6×30.5×15.2厘米）防风雨接线盒，120V交流，开孔盒盖 | 1166.7348 | https://www.l-com.cn/nema-enclosures-14x12x6-inch-120-vac-vented-weatherproof-enclosure
NBC141206-1H0 | 14×12×6英寸（35.6×30.5×15.2厘米）防风雨接线盒，120V交流，带加热系统 | 988.1344 | https://www.l-com.cn/nema-enclosures-14x12x6-inch-120-vac-weatherproof-enclosure-with-heating-system
NBC161406 | 16×14×6英寸（40.6×35.6×15.2厘米）UL®认证工业级NEMA-4X防风雨接线盒，仅接线盒本身，带角部固定螺丝 | 1169.74 | https://www.l-com.cn/nema-enclosures-16x14x6-inch-ul-listed-weatherproof-industrial-nema-4x-enclosure-only-with-corner-screws
NB-CG0.5 | 聚碳酸酯轮毂式线缆防水接头，带锁紧螺母（0.138-0.236） | 23.4571 | https://www.l-com.cn/pc-hub-cord-grip-lock-nut-.138-.236-nb-cg0.5
NB-CG0.6 | 聚碳酸酯轮毂式线缆防水接头，带锁紧螺母（0.157-0.315） | 22.6512 | https://www.l-com.cn/pc-hub-cord-grip-lock-nut-.157-.315-nb-cg0.6
NB-CG0.66 | NPT螺纹式线缆防水接头，带锁紧螺母（0.197-0.394） | 19.21 | https://www.l-com.cn/npt-cord-grip-lock-nut-.197-.394-nb-cg0.66
NB-CG0.7 | 聚碳酸酯轮毂式线缆防水接头，带锁紧螺母（0.197-0.394） | 26.7458 | https://www.l-com.cn/pc-hub-cord-grip-lock-nut-.197-.394-nb-cg0.7
NB-CG0.84 | NPT螺纹式线缆防水接头，带锁紧螺母（0.394-0.551） | 27.5938 | https://www.l-com.cn/npt-cord-grip-lock-nut-.394-.551-nb-cg0.84
NB-CG0.88 | 聚碳酸酯轮毂式线缆防水接头，带锁紧螺母（0.394-0.551） | 23.6385 | https://www.l-com.cn/pc-hub-cord-grip-lock-nut-.394-.551-nb-cg0.88
NB-CG1.0 | NPT螺纹式线缆防水接头，带锁紧螺母（0.512-0.709） | 30.7735 | https://www.l-com.cn/npt-cord-grip-lock-nut-.512-.709-nb-cg1.0
NB-CG1.1 | 聚碳酸酯轮毂式线缆防水接头，带锁紧螺母（0.512-0.709） | 32.4086 | https://www.l-com.cn/pc-hub-cord-grip-lock-nut-.512-.709-nb-cg1.1
NB-CG1.5 | 聚碳酸酯轮毂式线缆防水接头，带锁紧螺母（0.709-0.984） | 68.5975 | https://www.l-com.cn/pc-hub-cord-grip-lock-nut-.709-.984-nb-cg1.5
NBE141006 | 防风雨ABS轻型外壳，14.0in/35.6cm x 10.0in/25.4cm x 6.0in/15.2cm | 149.6088 | https://www.l-com.cn/nema-enclosures-14x10x6-inch-weatherproof-abs-light-weight-enclosure-only
NBE141006-100 | 14×10×6英寸（35.6×25.4×15.2厘米）防风雨ABS接线盒，120V交流 | 931.5108 | https://www.l-com.cn/nema-enclosures-14x10x6-inch-120-vac-abs-weatherproof-enclosure
NBE141006-10F | 交流ABS防风雨外壳，14.0in/35.6cm x 10.0in/25.4cm x 6.0in/15.2cm，120 V，带风扇 | 1519.0956 | https://www.l-com.cn/nema-enclosures-14x10x6-inch-120-vac-abs-weatherproof-enclosure-w-cooling-fan
NBE141006-10V | 14×10×6英寸（35.6×25.4×15.2厘米）防风雨ABS接线盒，120V交流，开孔盒盖 | 1123.9857 | https://www.l-com.cn/nema-enclosures-14x10x6-inch-120-vac-abs-vented-weatherproof-enclosure
NBG241609 | 24×16×9英寸（61×40.6×22.9厘米）NEMA-4X级防风雨接线盒，仅接线盒本身 | 2111.0213 | https://www.l-com.cn/nema-enclosures-24x16x9-inch-weatherproof-nema-4x-enclosure-only
NB-HPLG-050 | 液密孔塞（0.080-0.200） | 13.0211 | https://www.l-com.cn/liquid-tight-hole-plug-.080-.200-nb-hplg-050
NB-HPLG-063 | 液密孔塞（0.130-0.375） | 12.9809 | https://www.l-com.cn/liquid-tight-hole-plug-.130-.375-nb-hplg-063
NB-HPLG-075 | 液密孔塞（0.175-0.400） | 12.9809 | https://www.l-com.cn/liquid-tight-hole-plug-.175-.400-nb-hplg-075
NB-HPLG-088 | 液密孔塞（0.130-0.450） | 13.068 | https://www.l-com.cn/liquid-tight-hole-plug-.130-.450-nb-hplg-088
NB-HPLG-100 | 液密孔塞（0.200-0.715） | 25.3843 | https://www.l-com.cn/liquid-tight-hole-plug-.200-.715-nb-hplg-100
NB-HPLG-110 | 液密孔塞（0.250-0.765） | 20.7075 | https://www.l-com.cn/liquid-tight-hole-plug-.250-.765-nb-hplg-110
NBN141206 | 14x12x6英寸（35.6×30.5×15.2厘米）UL®认证工业级NEMA-4X防风雨接线盒，仅接线盒本身，带非金属合页连接结构 | 692.5847 | https://www.l-com.cn/nema-enclosures-14x12x6-inch-ul-listed-weatherproof-industrial-nema-4x-enclosure-only-with-non-metallic-hinges
NBP141004-10VW | 14×10×4英寸（35.6×25.4×10.2厘米）户外级防风雨接线盒，120V交流，开孔盒盖 | 727.22 | https://www.l-com.cn/nema-enclosures-14x10x4-inch-120-vac-outdoor-vented-weatherproof-enclosure
NBP141004-40FW | 通风户外外壳，14.0in/35.6cm x 10.0in/25.4cm x 4.0in/10.2cm，带PoE接口和冷却风扇 | 1059.2208 | https://www.l-com.cn/nema-enclosures-14x10x4-inch-vented-outdoor-enclosure-with-poe-interface-and-cooling-fan
NBP141004-40VW | 通风户外外壳，14.0in/35.6cm x 10.0in/25.4cm x 4.0in/10.2cm，带PoE接口 | 846.5688 | https://www.l-com.cn/nema-enclosures-14x10x4-inch-vented-outdoor-enclosure-with-8023af-compatible-poe-interface-w-cat5-surge-protection
NBPC141206 | 14x12x6英寸UL®认证的聚碳酸酯防风雨NEMA 4X外壳，深灰色 | 938.1082 | https://www.l-com.cn/nema-enclosures-14x12x6-ul-listed-polycarbonate-weatherproof-nema-4x-enclosure-dark-gray
NBPC141206-KIT | 14x12x6英寸UL®认证的聚碳酸酯防风雨NEMA 4X外壳 带铝安装板，深灰色 | 1034.9856 | https://www.l-com.cn/nema-enclosures-14x12x6-ul-listed-polycarbonate-weatherproof-nema-4x-enclosure-w-aluminum-mounting-plate-dk-gray
NBPC141206-KIT01 | 14x12x6英寸UL®认证的聚碳酸酯防风雨NEMA 4X外壳/非金属安装板，深灰色 | 1016.8646 | https://www.l-com.cn/nema-enclosures-14x12x6-ul-listed-polycarbonate-weatherproof-nema-4x-enclosure-w-non-metallic-mount-plate-dk-gry
NBPC14-LID | 更换用深灰色合页式盒盖，用于1412聚碳酸酯接线盒 | 299.7799 | https://www.l-com.cn/dark-gray-replacement-hinge-cover-1412-polycarbonate-enclosure-nbpc14-lid
NBPC14-W-LID | 更换用透明合页式盒盖，用于1412聚碳酸酯接线盒 | 293.6162 | https://www.l-com.cn/clear-replacement-hinge-cover-1412-polycarbonate-enclosure-nbpc14-w-lid
NBPC181610 | 18x16x10英寸UL®认证的聚碳酸酯防风雨NEMA 4X外壳，深灰色 | 1303.141 | https://www.l-com.cn/nema-enclosures-18x16x10-ul-listed-polycarbonate-weatherproof-nema-4x-enclosure-dark-gray
NBPC18-LID | 更换用深灰色合页式盒盖，用于1816聚碳酸酯接线盒 | 419.3852 | https://www.l-com.cn/dark-gray-replacement-hinge-cover-1816-polycarbonate-enclosure-nbpc18-lid
NBPC18-W-LID | 更换用透明合页式盒盖，用于1816聚碳酸酯接线盒 | 434.0318 | https://www.l-com.cn/clear-replacement-hinge-cover-1816-polycarbonate-enclosure-nbpc18-w-lid
NBPC-BPKG | 聚碳酸酯背板调节套件，深灰 | 134.941 | https://www.l-com.cn/polycarbonate-back-panel-adjustment-kit-dark-gray-nbpc-bpkg
NBPC-FV1 | 聚碳酸酯带过滤器通风窗护罩套件，灰，1件 | 206.9971 | https://www.l-com.cn/polycarbonate-vent-shroud-filter-kit-gray-one-pc-nbpc-fv1
NBPC-FV2 | 聚碳酸酯带过滤器通风窗护罩套件，灰，2件 | 232.2619 | https://www.l-com.cn/polycarbonate-vent-shroud-filter-kit-gray-two-pcs-nbpc-fv2
NBPC-V2 | 聚碳酸酯通风窗护罩套件，灰，2件 | 233.6123 | https://www.l-com.cn/polycarbonate-vent-shroud-kit-gray-two-pcs-nbpc-v2
NBPC-V3 | 聚丙烯格网式户外级通风窗 | 68.5735 | https://www.l-com.cn/polypropylene-labyrinth-outdoor-vent-nbpc-v3
NBPC-V4 | 3英寸（7.6厘米）百叶式铝制通风窗 | 75.1425 | https://www.l-com.cn/3-inch-louvered-aluminum-vent-nbpc-v4
NBS141206 | 防风雨NEMA外壳，钢制，14.0in/35.6cm x 12.0in/30.5cm x 6.0in/15.2cm | 798.4152 | https://www.l-com.cn/nema-enclosures-14x12x6-inch-weatherproof-nema-steel-enclosure
NBS141206-100 | 14×12×6英寸（35.6×30.5×15.2厘米）防风雨钢制接线盒，120V交流 | 1573.4664 | https://www.l-com.cn/nema-enclosures-14x12x6-inch-120-vac-steel-weatherproof-enclosure
NBSS121006 | 12x10x06 UL认证不锈钢室外IP66 NEMA 4X机箱 | 1695.8079 | https://www.l-com.cn/12x10x06-ul-listed-stainless-steel-weatherproof-nema-4x-enclosure
NBSS121006-000DR | 12x10x06不锈钢防风雨室外IP66 NEMA 4X机箱，配备DIN导轨安装 | 1642.9574 | https://www.l-com.cn/12x10x06-stainless-steel-weatherproof-outdoor-nema-4x-enclosure-din-rail-mount
NBSS121006-00V | 12x10x06不锈钢防风雨室外IP24 NEMA 3R机箱，配备改装底座钻孔安装通风盖 | 2738.3309 | https://www.l-com.cn/12x10x06-stainless-steel-weatherproof-nema-3r-enclosure-modified-base-drilled-mount-vented
NBSS121006-01 | 12x10x06不锈钢防风雨室外IP66 NEMA 4X机箱，配备改装底座钻孔安装 | 1714.2989 | https://www.l-com.cn/12x10x06-stainless-steel-weatherproof-nema-4x-enclosure-modified-base-drilled-mount
NBSS121006-02 | 12x10x06不锈钢防风雨室外IP66 NEMA 4X改良底座机箱 | 1766.8185 | https://www.l-com.cn/12x10x06-stainless-steel-weatherproof-nema-4x-enclosure-modified-base
NBSS121006-100 | 12x10x06不锈钢防风雨室外IP66 NEMA 4X机箱，配备120伏安装板 | 2076.9626 | https://www.l-com.cn/12x10x06-stainless-steel-weatherproof-nema-4x-enclosure-120vac-mount-plate
NBSS121006-10F | 12x10x06不锈钢防风雨室外IP24 NEMA 3R机箱，配备120VAC安装板机械恒温风扇 | 3173.9994 | https://www.l-com.cn/12x10x06-stainless-steel-weatherproof-nema-3r-enclosure-120vac-mount-plate-mechanical-thermostat-fan
NBSS121006-10F-1 | 12x10x06不锈钢防风雨室外IP24 NEMA 3R机箱，配备120VAC安装板机械恒温85°F开启风扇 | 3178.1279 | https://www.l-com.cn/12x10x06-stainless-steel-weatherproof-nema-3r-enclosure-120vac-mount-plate-mechanical-thermostat-85-degreef-turn-on-fan
NBSS121006-10V | 12x10x06不锈钢防风雨室外IP24 NEMA 3R机箱，配备120伏安装板通风盖 | 3162.456 | https://www.l-com.cn/12x10x06-stainless-steel-weatherproof-nema-3r-enclosure-120vac-mount-plate-vented-lid
NBSS121006-1H0 | 12x10x06不锈钢防风雨室外IP66 NEMA 4X机箱，配备120VAC安装板机械恒温加热 | 2070.8798 | https://www.l-com.cn/12x10x06-stainless-steel-weatherproof-nema-4x-enclosure-120vac-mount-plate-mechanical-thermostat-heat
NBSS121006-1HF | 12x10x06不锈钢防风雨室外IP24 NEMA 3R机箱，配备120VAC安装板机械恒温加热和风扇 | 3256.1797 | https://www.l-com.cn/12x10x06-stainless-steel-weatherproof-nema-3r-enclosure-120vac-mount-plate-mechanical-thermostat-heat-fan
NBSS121006-1HF-1 | 12x10x06不锈钢防风雨室外IP24 NEMA 3R机箱，配备120VAC安装板机械恒温加热和85°F开启风扇 | 3489.853 | https://www.l-com.cn/12x10x06-stainless-steel-weatherproof-nema-3r-enclosure-120vac-mount-plate-mechanical-thermostat-heat-85f-turn-on-fan
NBSS121006-1HFS | 12x10x06不锈钢防风雨室外IP24 NEMA 3R机箱，配备120VAC安装板固态恒温加热和风扇 | 3278.8732 | https://www.l-com.cn/12x10x06-stainless-steel-weatherproof-nema-3r-enclosure-120vac-mount-plate-solid-state-thermostat-heat-fan
NBSS121006-KIT | 12x10x06 UL认证不锈钢室外IP66 NEMA 4X机箱，配备铝制空白安装板 | 1666.3442 | https://www.l-com.cn/12x10x06-ul-listed-stainless-steel-weatherproof-nema-4x-enclosure-w-aluminum-mounting-plate
NBSS121006-KIT01 | 12x10x06 UL认证不锈钢室外IP66 NEMA 4X机箱，配备非金属铝制空白安装板 | 1812.488 | https://www.l-com.cn/12x10x06-ul-listed-stainless-steel-weatherproof-nema-4x-enclosure-w-non-metallic-mount-plate
NBSS141207 | 14x12x07 UL认证不锈钢室外IP66 NEMA 4X机箱 | 1839.4589 | https://www.l-com.cn/14x12x07-ul-listed-stainless-steel-weatherproof-nema-4x-enclosure
NBSS141207-000DR | 14x12x07不锈钢防风雨室外IP66 NEMA 4X机箱，配备DIN导轨安装 | 2001.4078 | https://www.l-com.cn/14x12x07-stainless-steel-weatherproof-nema-4x-enclosure-din-rail-mount
NBSS141207-00V | 14x12x07不锈钢防风雨室外IP24 NEMA 3R机箱，配备改装底座钻孔安装通风盖 | 3079.9409 | https://www.l-com.cn/14x12x07-stainless-steel-weatherproof-nema-3r-enclosure-modified-base-drilled-mount-vented-lid
NBSS141207-00VDR | 14x12x07不锈钢防风雨室外IP24 NEMA 3R机箱，配备改装底座DIN导轨安装通风盖 | 3057.6289 | https://www.l-com.cn/14x12x07-stainless-steel-weatherproof-nema-3r-enclosure-modified-base-din-rail-mount-vented-lid
NBSS141207-01 | 14x12x07不锈钢防风雨室外IP66 NEMA 4X机箱，配备改装底座钻孔安装 | 1977.9144 | https://www.l-com.cn/14x12x07-stainless-steel-weatherproof-nema-4x-enclosure-modified-base-drilled-mount
NBSS141207-02 | 14x12x07不锈钢防风雨室外IP66 NEMA 4X改良底座机箱 | 1921.5436 | https://www.l-com.cn/14x12x07-stainless-steel-weatherproof-nema-4x-enclosure-modified-base
NBSS141207-03V | 14x12x07不锈钢防风雨室外IP24 NEMA 3R带改良底座和通风盖机箱 | 2994.4513 | https://www.l-com.cn/14x12x07-stainless-steel-weatherproof-nema-3r-enclosure-modified-base-vented-lid
NBSS141207-100 | 14x12x07不锈钢防风雨室外IP66 NEMA 4X机箱，配备120伏安装板 | 2611.422 | https://www.l-com.cn/14x12x07-stainless-steel-weatherproof-nema-4x-enclosure-120vac-mount-plate
NBSS141207-10F | 14x12x07不锈钢防风雨室外IP24 NEMA 3R机箱，配备120VAC安装板机械恒温风扇 | 3736.3154 | https://www.l-com.cn/14x12x07-stainless-steel-weatherproof-nema-3r-enclosure-120vac-mount-plate-mechanical-thermostat-fan
NBSS141207-10F-1 | 14x12x07不锈钢防风雨室外IP24 NEMA 3R机箱，配备120VAC安装板机械恒温85°F开启风扇 | 3402.5006 | https://www.l-com.cn/14x12x07-stainless-steel-weatherproof-nema-3r-enclosure-120vac-mount-plate-mechanical-thermostat-85-degreef-turn-on-fan
NBSS141207-10FS | 14x12x07不锈钢防风雨室外IP24 NEMA 3R机箱，配备120伏安装板和固态恒温风扇 | 4281.5124 | https://www.l-com.cn/14x12x07-stainless-steel-weatherproof-nema-3r-enclosure-120vac-mount-plate-solid-state-thermostat-fan
NBSS141207-10FSD | 14x12x07不锈钢防风雨室外IP24 NEMA 3R机箱，配备120伏安装板和固态恒温器节电器控制的双风扇 | 3687.4847 | https://www.l-com.cn/14x12x07-stainless-steel-weatherproof-nema-3r-enclosure-120vac-mount-plate-solid-state-power-saver-control-fans
NBSS141207-10V | 14x12x07不锈钢防风雨室外IP24 NEMA 3R机箱，配备120伏安装板通风盖 | 3027.7794 | https://www.l-com.cn/14x12x07-stainless-steel-weatherproof-nema-3r-enclosure-120vac-mount-plate-vented-lid
NBSS141207-1H0 | 14x12x07不锈钢防风雨室外IP66 NEMA 4X机箱，配备120VAC安装板机械恒温加热 | 2370.7094 | https://www.l-com.cn/14x12x07-stainless-steel-weatherproof-nema-4x-enclosure-120vac-mount-plate-mechanical-thermostat-heat
NBSS141207-1HF | 14x12x07不锈钢防风雨室外IP24 NEMA 3R机箱，配备120VAC安装板机械恒温加热和风扇 | 3541.6313 | https://www.l-com.cn/14x12x07-stainless-steel-weatherproof-nema-3r-enclosure-120vac-mount-plate-mechanical-thermostat-heat-fan
NBSS141207-1HF-1 | 14x12x07不锈钢防风雨室外IP24 NEMA 3R机箱，配备120VAC安装板机械恒温加热和85°F开启风扇 | 3556.3255 | https://www.l-com.cn/14x12x07-stainless-steel-weatherproof-nema-3r-enclosure-120vac-mount-plate-mechanical-thermostat-heat-85f-turn-on-fan
NBSS141207-1HFA2 | 14x12x07不锈钢防风雨室外IP24 NEMA 3R机箱，配备120伏安装板和用户可调恒温加热器和风扇 | 3624.3662 | https://www.l-com.cn/14x12x07-stainless-steel-weatherproof-nema-3r-enclosure-120vac-mount-plate-user-adjustable-thermostat-heat-fan
NBSS141207-1HFS | 14x12x07不锈钢防风雨室外IP24 NEMA 3R机箱，配备120VAC安装板固态恒温加热和风扇 | 4177.6654 | https://www.l-com.cn/14x12x07-stainless-steel-weatherproof-nema-3r-enclosure-120vac-mount-plate-solid-state-thermostat-heat-fan
NBSS141207-E00 | 14x12x07不锈钢防风雨室外IP66 NEMA 4X机箱，配备120-240 VAC通用插座安装板 | 2381.9806 | https://www.l-com.cn/14x12x07-stainless-steel-weatherproof-nema-4x-enclosure-120-240vac-universal-outlet-mount-plate
NBSS141207-E0F | 14x12x07不锈钢防风雨室外IP24 NEMA 3R机箱，配备240 VAC通用插座安装板机械恒温风扇 | 3461.1324 | https://www.l-com.cn/14x12x07-stainless-steel-weatherproof-nema-3r-enclosure-240-vac-universal-outlet-mount-plate-mechanical-thermostat-fan
NBSS141207-E0V | 14x12x07不锈钢防风雨室外IP24 NEMA 3R机箱，配备120-240 VAC通用插座安装板通风盖 | 3179.7493 | https://www.l-com.cn/14x12x07-stainless-steel-weatherproof-nema-3r-enclosure-120-240vac-universal-outlet-mount-plate-vented-lid
NBSS141207-EH0 | 14x12x07不锈钢防风雨室外IP66 NEMA 4X机箱，配备240 VAC通用插座安装板机械恒温加热器 | 2519.4233 | https://www.l-com.cn/14x12x07-stainless-steel-weatherproof-nema-4x-enclosure-240vac-universal-outlet-mount-plate-mechanical-thermostat-heat
NBSS141207-EHF | 14x12x07不锈钢防风雨室外IP24 NEMA 3R机箱，配备240 VAC通用插座安装板机械恒温加热器和风扇 | 3756.5273 | https://www.l-com.cn/14x12x07-stainless-steel-weatherproof-nema-3r-enclosure-240vac-universal-outlet-mount-plate-mechanical-thermostat-heat-fan
NBSS141207-KIT | 12x10x06 UL认证不锈钢室外IP66 NEMA 4X机箱，配备空白铝制安装板 | 1960.0475 | https://www.l-com.cn/14x12x07-ul-listed-stainless-steel-weatherproof-nema-4x-enclosure-w-aluminum-mounting-plate
NBSS141207-KIT01 | 12x10x06 UL认证不锈钢室外IP66 NEMA 4X机箱，配备空白塑料安装板 | 1866.3718 | https://www.l-com.cn/14x12x07-ul-listed-stainless-steel-weatherproof-nema-4x-enclosure-non-metallic-mount-plate
NBV533 | 5×3×3英寸（12.7×7.6×7.6厘米）小型工业级接线盒，带角部固定螺丝 | 111.9793 | https://www.l-com.cn/nema-enclosures-5x3x3-inch-miniature-industrial-enclosure-with-corner-screws
NBV553 | 5×5×3英寸（12.7×12.7×7.6厘米）小型工业级接线盒，带角部固定螺丝 | 131.3259 | https://www.l-com.cn/nema-enclosures-5x5x3-inch-miniature-industrial-enclosure-with-corner-screws
NBV554 | 5×5×4英寸（12.7×12.7×10.2厘米）小型工业级接线盒，带角部固定螺丝 | 135.1934 | https://www.l-com.cn/nema-enclosures-5x5x4-inch-miniature-industrial-enclosure-with-corner-screws
NBV733 | 7×3×3英寸（17.8×7.6×7.6厘米）小型工业级接线盒，带角部固定螺丝 | 170.236 | https://www.l-com.cn/nema-enclosures-7x3x3-inch-miniature-industrial-enclosure-with-corner-screws
NBV753 | 7×5×3英寸（17.8×12.7×7.6厘米）小型工业级接线盒，带角部固定螺丝 | 156.53 | https://www.l-com.cn/nema-enclosures-7x5x3-inch-miniature-industrial-enclosure-with-corner-screws
NBV755 | 7×5×5英寸（17.8×12.7×12.7厘米）小型工业级接线盒，带角部固定螺丝 | 167.0845 | https://www.l-com.cn/nema-enclosures-7x5x5-inch-miniature-industrial-enclosure-with-corner-screws
NBW141207 | 防风雨NEMA外壳，带窗口，14.0in/35.6cm x 12.0in/30.5cm x 7.0in/17.8cm | 860.6846 | https://www.l-com.cn/nema-enclosures-14x12x7-inch-weatherproof-windowed-nema-enclosure-only
NBW141207-000DR | 防风雨NEMA外壳，带窗口，14.0in/35.6cm x 12.0in/30.5cm x 7.0in/17.8cm，带DIN安装导轨 | 1166.5368 | https://www.l-com.cn/nema-enclosures-14x12x7-inch-weatherproof-nema-4x-windowed-enclosure-din-mounting-rails
NBW141207-100 | 交流防风雨外壳，带窗口，14.0in/35.6cm x 12.0in/30.5cm x 7.0in/17.8cm，120 V | 1368.7344 | https://www.l-com.cn/nema-enclosures-14x12x7-inch-120-vac-weatherproof-windowed-enclosure
NBW141207-1H0 | 交流防风雨外壳，带窗口，14.0in/35.6cm x 12.0in/30.5cm x 7.0in/17.8cm，120 V，带加热系统 | 1133.4096 | https://www.l-com.cn/nema-enclosures-14x12x7-inch-120-vac-weatherproof-windowed-enclosure-with-heating-system
NBW181608 | 防风雨NEMA外壳，带窗口，18.0in/45.7cm x 16.0in/40.4cm x 8.0in/20.3cm | 1890.0336 | https://www.l-com.cn/nema-enclosures-18x16x8-inch-weatherproof-windowed-nema-enclosure-only
NBW181608-000DR | 防风雨NEMA 4X外壳，带窗口，18.0in/45.7cm x 16.0in/40.4cm x 8.0in/20.3cm，带DIN安装导轨 | 1232.2332 | https://www.l-com.cn/nema-enclosures-18x16x8-inch-weatherproof-nema-4x-windowed-enclosure-din-mounting-rails
NBW181608-100 | 交流防风雨外壳，带窗口，18.0in/45.7cm x 16.0in/40.4cm x 8.0in/20.3cm，120 V | 1797.9826 | https://www.l-com.cn/nema-enclosures-18x16x8-inch-120-vac-weatherproof-windowed-enclosure
NBW181608-1H0 | 交流防风雨外壳，带窗口，18.0in/45.7cm x 16.0in/40.4cm x 8.0in/20.3cm，120 V，带加热系统 | 2155.4676 | https://www.l-com.cn/nema-enclosures-18x16x8-inch-120-vac-weatherproof-windowed-enclosure-with-heating-system
NBWPC141206 | 14×12×6英寸（35.6×30.5×15.2厘米）UL认证NEMA-4X级防风雨聚碳酸酯接线盒，透明盒盖，深灰 | 920.149 | https://www.l-com.cn/14x12x06-ul-listed-polycarbonate-weatherproof-nema-4x-enclosure-clear-lid-dkgy-nbwpc141206
NBWPC141206-000DR | 14×12×6英寸（35.6×30.5×15.2厘米）NEMA-4X级户外用防风雨聚碳酸酯接线盒，DIN导轨安装，透明盒盖，深灰 | 1112.566 | https://www.l-com.cn/14x12x06-polycarbonate-weatherproof-outdoor-nema-4x-enclosure-din-rail-mount-clear-lid-dkgy-nbwpc141206-000dr
NBWPC141206-01 | 14×12×6英寸（35.6×30.5×15.2厘米）NEMA-4X级防风雨聚碳酸酯接线盒，改进式底板钻孔安装，透明盒盖，深灰 | 1096.1112 | https://www.l-com.cn/14x12x06-polycarbonate-weatherproof-nema-4x-enclosure-modified-base-drilled-mount-clear-lid-dkgy-nbwpc141206-01
NBWPC141206-02 | 14×12×6英寸（35.6×30.5×15.2厘米）NEMA-4X级防风雨聚碳酸酯接线盒，改进式底板钻，透明盒盖，深灰 | 978.6771 | https://www.l-com.cn/14x12x06-polycarbonate-weatherproof-nema-4x-enclosure-modified-base-clear-lid-dkgy-nbwpc141206-02
NBWPC141206-100 | 14×12×6英寸（35.6×30.5×15.2厘米）NEMA-4X级防风雨聚碳酸酯接线盒，120V交流电源安装板，透明盒盖，深灰 | 1309.7272 | https://www.l-com.cn/14x12x06-polycarbonate-weatherproof-nema-4x-enclosure-120vac-mount-plate-clear-lid-dkgy-nbwpc141206-100
NBWPC141206-1H0 | 14×12×6英寸（35.6×30.5×15.2厘米）NEMA-4X级防风雨聚碳酸酯接线盒，120V交流电源安装板，机械式恒温器加热，透明盒盖，深灰 | 1424.3152 | https://www.l-com.cn/14x12x06-polycarb-weatherproof-nema-4x-enclosure-120vac-mount-plate-mech-thermostat-heat-clear-lid-dkgy-nbwpc141206-1h0
NBWPC141206-E00 | 14×12×6英寸（35.6×30.5×15.2厘米）NEMA-4X级防风雨聚碳酸酯接线盒，通用120-240V交流电源插座安装板，透明盒盖，深灰 | 1397.9275 | https://www.l-com.cn/14x12x06-polycarb-weatherproof-nema-4x-enclosure-120-240vac-universal-outlet-mount-plate-clear-lid-dkgy-nbwpc141206-e00
NBWPC141206-EH0 | 14×12×6英寸（35.6×30.5×15.2厘米）NEMA-4X级防风雨聚碳酸酯接线盒，通用240V交流电源插座安装板，机械式恒温器加热，透明盒盖，深灰 | 1550.436 | https://www.l-com.cn/14x12x06-polycarb-wthprf-nema-4x-encl-240vac-univ-outlet-mnt-plate-mech-therm-heat-clear-lid-dkgy-nbwpc141206-eh0
NBWPC141206-KIT01 | 14×12×6英寸（35.6×30.5×15.2厘米）UL认证NEMA-4X级防风雨聚碳酸酯接线盒，带非金属安装板，透明盒盖，深灰 | 1067.3138 | https://www.l-com.cn/14x12x06-ul-listed-polycarbonate-weatherproof-nema-4x-enclosure-w-non-metallic-mount-plate-clear-lid-dkgy-nbwpc141206-kit01
NBWPC181610 | 18×16×10英寸（45.7×40.6×25.4厘米）UL认证NEMA-4X级防风雨聚碳酸酯接线盒，透明盒盖，深灰 | 1356.7198 | https://www.l-com.cn/18x16x10-ul-listed-polycarbonate-weatherproof-nema-4x-enclosure-clear-lid-dkgy-nbwpc181610
NBWPC181610-000DR | 18×16×10英寸（45.7×40.6×25.4厘米）NEMA-4X级防风雨聚碳酸酯接线盒，DIN导轨安装，透明盒盖，深灰 | 1456.9803 | https://www.l-com.cn/18x16x10-polycarbonate-weatherproof-nema-4x-enclosure-din-rail-mount-clear-lid-dkgy-nbwpc181610-000dr
NBWPC181610-01 | 18×16×10英寸（45.7×40.6×25.4厘米）NEMA-4X级防风雨聚碳酸酯接线盒，改进式底板钻孔安装，透明盒盖，深灰 | 1464.2632 | https://www.l-com.cn/18x16x10-polycarbonate-weatherproof-nema-4x-enclosure-modified-base-drilled-mount-clear-lid-dkgy-nbwpc181610-01
NBWPC181610-02 | 18×16×10英寸（45.7×40.6×25.4厘米）认证的NEMA-4X级防风雨聚碳酸酯接线盒，改进式底板，透明盒盖，深灰 | 1353.3414 | https://www.l-com.cn/18x16x10-polycarbonate-weatherproof-nema-4x-enclosure-modified-base-clear-lid-dkgy-nbwpc181610-02
NBWPC181610-100 | 18×16×10英寸（45.7×40.6×25.4厘米）认证的NEMA-4X级防风雨聚碳酸酯接线盒，120V交流电源安装板，透明盒盖，深灰 | 1779.6196 | https://www.l-com.cn/18x16x10-polycarbonate-weatherproof-nema-4x-enclosure-120vac-mount-plate-clear-lid-dkgy-nbwpc181610-100
NBWPC181610-1H0 | 18×16×10英寸（45.7×40.6×25.4厘米）NEMA-4X级防风雨聚碳酸酯接线盒，120V交流电源安装板，机械式恒温器加热，透明盒盖，深灰 | 2221.6798 | https://www.l-com.cn/18x16x10-polycarb-weatherproof-nema-4x-enclosure-120vac-mount-plate-mech-thermostat-heat-clear-lid-dkgy-nbwpc181610-1h0
NBWPC181610-E00 | 18×16×10英寸（45.7×40.6×25.4厘米）NEMA-4X级防风雨聚碳酸酯接线盒，通用120-240V交流电源插座安装板，透明盒盖，深灰 | 1766.0422 | https://www.l-com.cn/18x16x10-polycarb-weatherproof-nema-4x-enclosure-120-240vac-universal-outlet-mount-plate-clear-lid-dkgy-nbwpc181610-e00
NBWPC181610-EH0 | 18×16×10英寸（45.7×40.6×25.4厘米）NEMA-4X级防风雨聚碳酸酯接线盒，通用240V交流电源插座安装板，机械式恒温器加热，透明盒盖，深灰 | 2387.3784 | https://www.l-com.cn/18x16x10-polycarb-weatherproof-nema-4x-encl-240vac-univ-outlet-mnt-plate-mech-therm-heat-clear-lid-dkgy-nbwpc181610-eh0
NBWPC181610-KIT | 18×16×10英寸（45.7×40.6×25.4厘米）UL认证NEMA-4X级防风雨聚碳酸酯接线盒，带铝制安装板，透明盒盖，深灰 | 1379.1096 | https://www.l-com.cn/18x16x10-ul-listed-polycarbonate-weatherproof-nema-4x-enclosure-w-aluminum-mounting-plate-clear-lid-dkgy-nbwpc181610-kit
NBWPC181610-KIT01 | 18×16×10英寸（45.7×40.6×25.4厘米）UL认证NEMA-4X级防风雨聚碳酸酯接线盒，带非金属安装板，透明盒盖，深灰 | 1410.3421 | https://www.l-com.cn/18x16x10-ul-listed-polycarbonate-weatherproof-nema-4x-enclosure-non-metallic-mount-plate-clear-lid-dkgy-nbwpc181610-kit01
NCPT3-2133 | Planet媒体转换器，10/100Mb RJ45至100MB多模ST，2公里 | 227.1159 | https://www.l-com.cn/ethernet-converters-planet-10-100mb-rj45-100mb-multimode-st-2km
NCPT3-2135 | Planet媒体转换器，10/100Mb RJ45至100MB多模MTRJ，2公里 | 625.68 | https://www.l-com.cn/ethernet-converters-planet-10-100mb-rj45-100mb-multimode-mtrj-2km
NCPT3-2143 | Planet媒体转换器，10/100Mb RJ45至100MB多模SC，2公里 | 213.84 | https://www.l-com.cn/ethernet-converters-planet-10-100mb-rj45-100mb-multimode-sc-2km
NCPT3-2184 | Planet媒体转换器，10/100Mb RJ45至100MB单模SC，15公里 | 245.52 | https://www.l-com.cn/ethernet-converters-planet-10-100mb-rj45-100mb-singlemode-sc-15km
NCPT4-219G | Planet媒体转换器，10/100/1000TX至1000SX，SC，多模，220米/550米 | 294.3255 | https://www.l-com.cn/ethernet-converters-planet-10-100-1000tx-to-1000sx-sc-mm-220m-550m
NCPT4-220G | Planet媒体转换器，10/100/1000TX至1000LX，SC，单模，10公里 | 310.0096 | https://www.l-com.cn/ethernet-converters-planet-10-100-1000tx-to-1000lx-sc-sm-10km
NCPT4-3800 | Planet媒体转换器，10/100/1000TX至1000SX/LX （Mini-GBIC SFP） | 236.016 | https://www.l-com.cn/ethernet-converters-planet-10-100-1000tx-to-1000sx-lx-mini-gbic-sfp
NID331-11 | 防风雨NID外壳，3.0in/7.6cm x 3.0in/7.6cm x 1.0in/2.5cm，单端口/单杆 | 82.9867 | https://www.l-com.cn/nema-enclosures-3x3x1-inch-weatherproof-nid-enclosure-single-port-single-post
NID342-22 | 3×4×2英寸（7.6×10.2×5.1厘米）防风雨NID接线盒，双端口，双安装柱 | 76.4359 | https://www.l-com.cn/nema-enclosures-3x4x2-inch-weatherproof-nid-enclosure-dual-port-dual-posts
PC12480.8 | 12V至48V直流/直流升压转换器（调压器） | 126.72 | https://www.l-com.cn/power-products-12-volt-to-48-volt-dc-dc-boost-converter-regulator
PCI-488 | IEEE 488.2 Standard PCI Interface Card | 2650.404 | https://www.l-com.cn/ieee-488-gpib-ieee-4882-standard-pci-interface-card
PCM1000 | N1-15P至C7电源线，UL/CSA认证，6英尺7英寸（2米） | 21.4939 | https://www.l-com.cn/power-products-n1-15p-to-c7-power-cord-ul-csa-approved-67-20m
PCM1010 | N5-15至引线电源线，UL/CSA认证，6英尺6英寸（2米） | 27.2941 | https://www.l-com.cn/power-products-n5-15-to-flying-leads-power-cordset-ul-csa-approved-66
PCM1020 | C13至CEE 7/7欧标电源线，8英尺2英寸（2.49米） | 54.648 | https://www.l-com.cn/power-products-c13-to-cee-7-7-european-power-cordset-82
PCM1030 | C7至CEE 7/16欧标电源线， 2米 | 30.1487 | https://www.l-com.cn/power-products-c7-to-cee-7-16-european-power-cordset-2-meters
PCM1042 | 电源线，SJT3-17AWG，EN60320C13/C14，UL/CSA VDE，6英尺7英寸（2米） | 48.7786 | https://www.l-com.cn/power-products-power-cord-sjt3-17-awg-en60320c13-c14-ul-csa-vde-67
PCM1050 | 医疗级电源线，灰，SJT3-18AWG，N5/15-EN60320C13，UL/CSA，10英尺（3.0米） | 47.0319 | https://www.l-com.cn/power-products-hospital-grade-power-cord-gray-sjt3-18-awg-n5-15-en60320c13-ul-csa-10ft
PCM1052 | 医疗级电源线，紫色透明，SJT3-18AWG，N5/15-EN60320C13，UL/CSA，10英尺（3.0米） | 49.5911 | https://www.l-com.cn/power-products-hospital-grade-power-cord-clear-violet-sjt3-18-awg-n5-15-en60320c13-ul-csa-10ft
PCW1C-04347-NN46 | 无源CWDM滤波器，单LGX盘装，复用/解复用功能，起自1470nm且以20nm为间隔步长的4条光纤信道，LC/UPC连接器，带PASS和监听（1%） | 1755 | https://www.l-com.cn/passive-cwdm-single-lgx-mux-demux-4-ch-w-20nm-spacing-start-ch-1470nm-lc-upc-w-passmon-1-pcw1c-04347-nn46
PCW1C-04355-NN46 | 无源CWDM滤波器，单LGX盘装，复用/解复用功能，起自1551nm且以20nm为间隔步长的4条光纤信道，LC/UPC连接器，带PASS和监听（1%） | 1755 | https://www.l-com.cn/passive-cwdm-single-lgx-mux-demux-4-ch-w-20nm-spacing-start-ch-1550nm-lc-upc-w-passmon-1-pcw1c-04355-nn46
PCW1C-08347-NN46 | 无源CWDM滤波器，单LGX盘装，复用/解复用功能，起自1470nm且以20nm为间隔步长的8条光纤信道，LC/UPC连接器，带PASS和监听（1%） | 3640 | https://www.l-com.cn/passive-cwdm-single-lgx-mux-demux-8-ch-w-20nm-spacing-start-ch-1470nm-lc-upc-w-passmon-1-pcw1c-08347-nn46
PCW1C-8F327-NN46 | 无源CWDM滤波器，单LGX盘装，复用/解复用功能，起自1270nm且以20nm为间隔步长的8条光纤信道（跳过1391nm和1411nm），LC/UPC连接器，带PASS和监听（1%） | 3640 | https://www.l-com.cn/passive-cwdm-single-lgx-mux-demux-8-ch-f-skip-1391-1411nm-w-20nm-spacing-start-ch-1270nm-lc-upc-w-passmon-1-pcw1c-8f327-nn46
PCW1D-04347-NN46 | 无源CWDM滤波器，单LGX盘装，解复用功能，起自1471nm且以20nm为间隔步长的4条光纤信道，LC/UPC连接器，带监听（1%）和PASS，单光纤滤波器 | 1300 | https://www.l-com.cn/passive-cwdm-single-lgx-demux-4-ch-w-20nm-spacing-start-ch-1470nm-lc-upc-w-mon-1-pass-single-com-fiber-pcw1d-04347-nn46
PCW1D-04355-NN46 | 无源CWDM滤波器，单LGX盘装，解复用功能，起自1471nm且以20nm为间隔步长的4条光纤信道，LC/UPC连接器，带监听（1%）和PASS，单光纤滤波器 | 1300 | https://www.l-com.cn/passive-cwdm-single-lgx-demux-4-ch-w-20nm-spacing-start-ch-1550nm-lc-upc-w-mon-1-pass-single-com-fiber-pcw1d-04355-nn46
PCW1D-08347-NN46 | 无源CWDM滤波器，单LGX盘装，解复用功能，起自1471nm且以20nm为间隔步长的8条光纤信道，LC/UPC连接器，带监听（1%）和PASS，单光纤滤波器 | 2080 | https://www.l-com.cn/passive-cwdm-single-lgx-demux-8-ch-w-20nm-spacing-start-ch-1470nm-lc-upc-w-mon-1-pass-single-fiber-pcw1d-08347-nn46
PCW1D-8F327-NN46 | 无源CWDM滤波器，单LGX盘装，解复用功能，起自1270nm且以20nm为间隔步长的8条光纤信道（跳过1391nm和1411nm），LC/UPC连接器，带监听（1%）和PASS，单光纤滤波器 | 2080 | https://www.l-com.cn/passive-cwdm-single-lgx-demux-8-ch-f-skip-1391-1411nm-w-20nm-spacing-start-ch-1270nm-lc-upc-w-mon-1-pass-single-fiber-pcw1d-8f327-nn46
PCW1M-04347-NN46 | 无源CWDM滤波器，单LGX盘装，复用功能，起自1471nm且以20nm为间隔步长的4条光纤信道，LC/UPC连接器，带监听（1%）和PASS，单光纤滤波器 | 1300 | https://www.l-com.cn/passive-cwdm-single-lgx-mux-4-ch-w-20nm-spacing-start-ch-1470nm-lc-upc-w-mon-1-pass-single-com-fiber-pcw1m-04347-nn46
PCW1M-04355-NN46 | 无源CWDM滤波器，单LGX盘装，复用功能，起自1551nm且以20nm为间隔步长的4条光纤信道，LC/UPC连接器，带监听（1%）和PASS，单光纤滤波器 | 1300 | https://www.l-com.cn/passive-cwdm-single-lgx-mux-4-ch-w-20nm-spacing-start-ch-1550nm-lc-upc-w-mon-1-pass-single-com-fiber-pcw1m-04355-nn46
PCW1M-08347-NN46 | 无源CWDM滤波器，单LGX盘装，复用功能，起自1471nm且以20nm为间隔步长的8条光纤信道，LC/UPC连接器，带监听（1%）和PASS，单光纤滤波器 | 2080 | https://www.l-com.cn/passive-cwdm-single-lgx-mux-8-ch-w-20nm-spacing-start-ch-1470nm-lc-upc-w-mon-1-pass-single-fiber-pcw1m-08347-nn46
PCW1M-8F327-NN46 | 无源CWDM滤波器，单LGX盘装，复用功能，起自1270nm且以20nm为间隔步长的8条光纤信道（跳过1391nm和1411nm），LC/UPC连接器，带监听（1%）和PASS，单光纤滤波器 | 2080 | https://www.l-com.cn/passive-cwdm-single-lgx-mux-8-ch-f-skip-1391-1411nm-w-20nm-spacing-start-ch-1270nm-lc-upc-w-mon-1-pass-single-fiber-pcw1m-8f327-nn46
PCW3C-CA327-NN44 | 无源CWDM滤波器，1RU 19英寸（48.3厘米）架装，复用/解复用功能，起自1270nm且以20nm为间隔步长的16条定制信道（跳过1391nm和1411nm），LC/UPC连接器，带监听（1%） | 7020 | https://www.l-com.cn/passive-cwdm-1-ru-19-rack-mount-mux-demux-16-ch-custom-skip-1391-1411nm-w-20nm-spacing-start-ch-1270nm-lc-upc-w-mon-1-pcw3c-ca327-nn44
PCW5A-01327-24N3 | CWDM无源滤波器，现场单条管筒状OADM，1通道20nm 1270nm，2m 250um彩色裸光纤，Pass端口 | 221 | https://www.l-com.cn/passive-cwdm-field-unit-barrel-oadm-1-channel-20nm-1270nm-2m-250um-colored-bare-fiber-pass-port-pcw5a-01327-24n3
PCW5A-01329-24N3 | CWDM无源滤波器，现场单条管筒状OADM，1通道20nm 1290nm，2m 250um彩色裸光纤，Pass端口 | 221 | https://www.l-com.cn/passive-cwdm-field-unit-barrel-oadm-1-channel-20nm-1290nm-2m-250um-colored-bare-fiber-pass-port-pcw5a-01329-24n3
PCW5A-01331-24N3 | CWDM无源滤波器，现场单条管筒状OADM，1通道20nm 1310nm，2m 250um彩色裸光纤，Pass端口 | 221 | https://www.l-com.cn/passive-cwdm-field-unit-barrel-oadm-1-channel-20nm-1310nm-2m-250um-colored-bare-fiber-pass-port-pcw5a-01331-24n3
PCW5A-01333-24N3 | CWDM无源滤波器，现场单条管筒状OADM，1通道20nm 1310nm，2m 250um彩色裸光纤，Pass端口 | 221 | https://www.l-com.cn/passive-cwdm-field-unit-barrel-oadm-1-channel-20nm-1330nm-2m-250um-colored-bare-fiber-pass-port-pcw5a-01333-24n3
PCW5A-01335-24N3 | CWDM无源滤波器，现场单条管筒状OADM，1通道20nm 1350nm，2m 250um彩色裸光纤，Pass端口 | 221 | https://www.l-com.cn/passive-cwdm-field-unit-barrel-oadm-1-channel-20nm-1350nm-2m-250um-colored-bare-fiber-pass-port-pcw5a-01335-24n3
PCW5A-01337-24N3 | CWDM无源滤波器，现场单条管筒状OADM，1通道20nm 1370nm，2m 250um彩色裸光纤，Pass端口 | 221 | https://www.l-com.cn/passive-cwdm-field-unit-barrel-oadm-1-channel-20nm-1370nm-2m-250um-colored-bare-fiber-pass-port-pcw5a-01337-24n3
PCW5A-01343-24N3 | CWDM无源滤波器，现场单条管筒状OADM，1通道20nm 1430nm，2m 250um彩色裸光纤，Pass端口 | 221 | https://www.l-com.cn/passive-cwdm-field-unit-barrel-oadm-1-channel-20nm-1430nm-2m-250um-colored-bare-fiber-pass-port-pcw5a-01343-24n3
PCW5A-01345-24N3 | CWDM无源滤波器，现场单条管筒状OADM，1通道20nm 1450nm，2m 250um彩色裸光纤，Pass端口 | 221 | https://www.l-com.cn/passive-cwdm-field-unit-barrel-oadm-1-channel-20nm-1450nm-2m-250um-colored-bare-fiber-pass-port-pcw5a-01345-24n3
PCW5A-01347-24N3 | CWDM无源滤波器，现场单条管筒状OADM，1通道20nm 1470nm，2m 250um彩色裸光纤，Pass端口 | 221 | https://www.l-com.cn/passive-cwdm-field-unit-barrel-oadm-1-channel-20nm-1470nm-2m-250um-colored-bare-fiber-pass-port-pcw5a-01347-24n3
PCW5A-01349-24N3 | CWDM无源滤波器，现场单条管筒状OADM，1通道20nm 1490nm，2m 250um彩色裸光纤，Pass端口 | 221 | https://www.l-com.cn/passive-cwdm-field-unit-barrel-oadm-1-channel-20nm-1490nm-2m-250um-colored-bare-fiber-pass-port-pcw5a-01349-24n3
PCW5A-01351-24N3 | CWDM无源滤波器，现场单条管筒状OADM，1通道20nm 1510nm，2m 250um彩色裸光纤，Pass端口 | 221 | https://www.l-com.cn/passive-cwdm-field-unit-barrel-oadm-1-channel-20nm-1510nm-2m-250um-colored-bare-fiber-pass-port-pcw5a-01351-24n3
PCW5A-01353-24N3 | CWDM无源滤波器，现场单条管筒状OADM，1通道20nm 1530nm，2m 250um彩色裸光纤，Pass端口 | 221 | https://www.l-com.cn/passive-cwdm-field-unit-barrel-oadm-1-channel-20nm-1530nm-2m-250um-colored-bare-fiber-pass-port-pcw5a-01353-24n3
PCW5A-01355-24N3 | CWDM无源滤波器，现场单条管筒状OADM，1通道20nm 1550nm，2m 250um彩色裸光纤，Pass端口 | 221 | https://www.l-com.cn/passive-cwdm-field-unit-barrel-oadm-1-channel-20nm-1550nm-2m-250um-colored-bare-fiber-pass-port-pcw5a-01355-24n3
PCW5A-01357-24N3 | CWDM无源滤波器，现场单条管筒状OADM，1通道20nm 1570nm，2m 250um彩色裸光纤，Pass端口 | 221 | https://www.l-com.cn/passive-cwdm-field-unit-barrel-oadm-1-channel-20nm-1570nm-2m-250um-colored-bare-fiber-pass-port-pcw5a-01357-24n3
PCW5A-01359-24N3 | CWDM无源滤波器，现场单条管筒状OADM，1通道20nm 1590nm，2m 250um彩色裸光纤，Pass端口 | 221 | https://www.l-com.cn/passive-cwdm-field-unit-barrel-oadm-1-channel-20nm-1590nm-2m-250um-colored-bare-fiber-pass-port-pcw5a-01359-24n3
PCW5A-01361-24N3 | CWDM无源滤波器，现场单条管筒状OADM，1通道20nm 1610nm，2m 250um彩色裸光纤，Pass端口 | 221 | https://www.l-com.cn/passive-cwdm-field-unit-barrel-oadm-1-channel-20nm-1610nm-2m-250um-colored-bare-fiber-pass-port-pcw5a-01361-24n3
PCWAD-08347-19N3 | 无源CWDM滤波器，现场盘装，解复用功能，起自1470nm且以20nm为间隔步长的8条光纤信道，1m 900um光纤，具有pass端口。 | 2080 | https://www.l-com.cn/passive-cwdm-field-cassette-demux-8-ch-w-20nm-spacing-start-ch-1470nm-1.0m-900um-fiber-w-pass-port-pcwad-08347-19n3
PCWAM-08347-19N3 | 无源CWDM滤波器，坚固耐用的现场盘装，复用功能，起自1470nm且以20nm为间隔步长的8条光纤信道，1m 900um光纤引线，具有pass端口。 | 2080 | https://www.l-com.cn/passive-cwdm-field-cassette-mux-8-ch-w-20nm-spacing-start-ch-1470nm-1.0m-900um-fiber-w-pass-port-pcwam-08347-19n3
PCWED-04327-19N3 | 无源CWDM滤波器，坚固耐用的盘装(85x75x8.5mm)，解复用功能，起自1270nm且以20nm为间隔步长的4条光纤信道，1m 900um光纤。具有pass端口。 | 877.5 | https://www.l-com.cn/passive-cwdm-rugged-cassette-e-85x75x8.5mm-demux-4-ch-20nm-1270nm-1.0m-900um-buffer-pass-port-pcwed-04327-19n3
PCWED-04347-19N3 | 无源CWDM滤波器，坚固耐用的盘装(85x75x8.5mm)，解复用功能，起自1470nm且以20nm为间隔步长的4条光纤信道，1m 900um光纤。具有pass端口。 | 877.5 | https://www.l-com.cn/passive-cwdm-rugged-cassette-e-85x75x8.5mm-demux-4-ch-20nm-1470nm-1.0m-900um-buffer-pass-port-pcwed-04347-19n3
PCWED-04355-19N3 | 无源CWDM滤波器，坚固耐用的盘装(85x75x8.5mm)，解复用功能，起自1550nm且以20nm为间隔步长的4条光纤信道，1m 900um光纤。具有pass端口。 | 877.5 | https://www.l-com.cn/passive-cwdm-rugged-cassette-e-85x75x8.5mm-demux-4-ch-20nm-1550nm-1.0m-900um-buffer-pass-port-pcwed-04355-19n3
PCWED-4R335-19N3 | 无源CWDM滤波器，结实耐用盘装(85x75x8.5mm)，解复用功能，起自1471nm且以20nm为间隔步长的4条光纤信道，LC/UPC连接器，带监听（1%）和PASS，单光纤滤波器 | 877.5 | https://www.l-com.cn/passive-cwdm-rugged-cassette-e-85x75x8.5mm-demux-4-ch.-r-skipping-1390&1410nm-20nm-1350nm-1.0m-900um-buffer-pass-port-pcwed-4r335-19n3
PCWEM-04327-19N3 | 无源CWDM滤波器，坚固耐用的盘装(85x75x8.5mm)，复用功能，起自1270nm且以20nm为间隔步长的4条光纤信道，1m 900um光纤引线，具有pass端口。 | 877.5 | https://www.l-com.cn/passive-cwdm-rugged-cassette-e-85x75x8.5mm-mux-4-ch-20nm-1270nm-1.0m-900um-buffer-pass-port-pcwem-04327-19n3
PCWEM-04347-19N3 | 无源CWDM滤波器，坚固耐用的盘装(85x75x8.5mm)，复用功能，起自1470nm且以20nm为间隔步长的4条光纤信道，1m 900um光纤引线，具有pass端口。 | 877.5 | https://www.l-com.cn/passive-cwdm-rugged-cassette-e-85x75x8.5mm-mux-4-ch-20nm-1470nm-1.0m-900um-buffer-pass-port-pcwem-04347-19n3
PCWEM-4R335-19N3 | 无源CWDM滤波器，坚固耐用的盘装(85x75x8.5mm)，复用功能，起自1350nm（跳过1390和1410）且以20nm为间隔步长的4条光纤信道，1m 900um光纤引线，具有pass端口。 | 877.5 | https://www.l-com.cn/passive-cwdm-rugged-cassette-e-85x75x8.5mm-mux-4-ch-r-skipping-13901410nm-20nm-1350nm-1.0m-900um-buffer-pass-port-pcwem-4r335-19n3
PCWLD-CA327-19NN | 无源CWDM滤波器，坚固耐用的现场盘装，解复用功能，起自1471nm且以20nm为间隔步长的16条光纤信道（跳过1391-1411nm），1m 900um光纤。 | 3510 | https://www.l-com.cn/passive-cwdm-rugged-cassette-demux-16-ch-custom-skip-1391-1411nm-w-20nm-spacing-start-w-ch-1270nm-1m-900um-fiber-pcwld-ca327-19nn
PCWLM-CA327-19NN | 无源CWDM滤波器，坚固耐用的现场盘装，复用功能，起自1471nm且以20nm为间隔步长的16条光纤信道（跳过1391-1411nm），1m 900um光纤。 | 3510 | https://www.l-com.cn/passive-cwdm-rugged-cassette-mux-16-ch-custom-skip-1391-1411nm-w-20nm-spacing-start-w-ch-1270nm-1m-900um-fiber-pcwlm-ca327-19nn
PD-915R | 19英寸（48.3厘米）架装配电设备 | 1489.9888 | https://www.l-com.cn/power-products-19-rack-mountable-power-distribution-unit
PD-AFAT-TESTER | Microsemi PowerDsine优良型IEEE 802.3af/at以太网供电（PoE）测试器 | 161.6736 | https://www.l-com.cn/test-equipment-microsemi-powerdsine-deluxe-ieee-8023af-at-power-over-ethernet-poe-tester
PDT-2X1015 | Middle Atlantic插线板，一体式接线盒，15A，20个插座，下出线 | 2713.9888 | https://www.l-com.cn/power-products-middle-atlantic-j-box-15-amp-20-outlet-bottom-orientation
PDUMNH20 | Tripp Lite IP功能配电设备，120V交流，20A，卧式 | 2963.0304 | https://www.l-com.cn/power-products-tripp-lite-120vac-20-amp-ip-enabled-pdu-horizontal-orientation
PDW1C-04120-NN46 | 无源DWDM滤波器，插入式单LGX盘装，复用/解复用组合功能，起自信道20（1561.42nm）且相互间隔100GHz 的4条信道，LC/UPC连接器，带Express和监听（1%） | 1950 | https://www.l-com.cn/passive-dwdm-plug-in-single-lgx-combo-mux-demux-4ch-100ghz-spacing-starting-ch20-1561.42nm-lc-upc-connectors-exp-mon1-pdw1c-04120-nn46
PDW1C-04124-NN46 | 无源DWDM滤波器，插入式单LGX盘装，复用/解复用组合功能，起自信道24（1558.98nm）且相互间隔100GHz 的4条信道，LC/UPC连接器，带Express和监听（1%） | 1950 | https://www.l-com.cn/passive-dwdm-plug-in-single-lgx-combo-mux-demux-4ch-100-ghz-spacing-starting-ch24-1558.98nm-lc-upc-connectors-exp-mon1-pdw1c-04124-nn46
PDW1C-04128-NN46 | 无源DWDM滤波器，插入式单LGX盘装，复用/解复用组合功能，起自信道28（1554.94nm）且相互间隔100GHz 的4条信道，LC/UPC连接器，带Express和监听（1%） | 1950 | https://www.l-com.cn/passive-dwdm-plug-in-single-lgx-combo-mux-demux-4ch-100ghz-spacing-starting-ch28-1554.94nm-lc-upc-connectors-exp-mon1-pdw1c-04128-nn46
PDW1C-04132-NN46 | 无源DWDM滤波器，插入式单LGX盘装，复用/解复用组合功能，起自信道32 (1551.72nm)且相互间隔100GHz 的4条信道，LC/UPC连接器，带Express和监听（1%） | 1950 | https://www.l-com.cn/passive-dwdm-plug-in-single-lgx-combo-mux-demux-4ch-100ghz-spacing-starting-ch32-1551.72nm-lc-upc-connectors-exp-mon1-pdw1c-04132-nn46
PDW1C-04136-NN46 | 无源DWDM滤波器，插入式单LGX盘装，复用/解复用组合功能，起自信道36 (1548.52nm)且相互间隔100GHz 的4条信道，LC/UPC连接器，带Express和监听（1%） | 1950 | https://www.l-com.cn/passive-dwdm-plug-in-single-lgx-combo-mux-demux-4ch-100ghz-spacing-starting-ch36-1548.52nm-lc-upc-connectors-exp-mon1-pdw1c-04136-nn46
PDW1C-04140-NN46 | 无源DWDM滤波器，插入式单LGX盘装，复用/解复用组合功能，起自信道 CH40 (1545.32nm)且相互间隔100GHz 的4条信道，LC/UPC连接器，带Express和监听（1%） | 1950 | https://www.l-com.cn/passive-dwdm-plug-in-single-lgx-combo-mux-demux-4ch-100ghz-spacing-starting-ch40-1545.32nm-lc-upc-connectors-exp-mon1-pdw1c-04140-nn46
PDW1C-04144-NN46 | 无源DWDM滤波器，插入式单LGX盘装，复用/解复用组合功能，起自信道 CH44 (1542.14nm)且相互间隔100GHz 的4条信道，LC/UPC连接器，带Express和监听（1% | 1950 | https://www.l-com.cn/passive-dwdm-plug-in-single-lgx-combo-mux-demux-4ch-100ghz-spacing-starting-ch44-1542.14nm-lc-upc-connectors-exp-mon1-pdw1c-04144-nn46
PDW1C-04148-NN46 | 无源DWDM滤波器，插入式单LGX盘装，复用/解复用组合功能，起自信道 CH48 (1538.98nm)且相互间隔100GHz 的4条信道，LC/UPC连接器，带Express和监听（1% | 1950 | https://www.l-com.cn/passive-dwdm-plug-in-single-lgx-combo-mux-demux-4ch-100ghz-spacing-starting-ch48-1538.98nm-lc-upc-connectors-exp-mon1-pdw1c-04148-nn46
PDW1C-04152-NN46 | 无源DWDM滤波器，插入式单LGX盘装，复用/解复用组合功能，起自信道 CH52 (1535.82nm)且相互间隔100GHz 的4条信道，LC/UPC连接器，带Express和监听（1% | 1950 | https://www.l-com.cn/passive-dwdm-plug-in-single-lgx-combo-mux-demux-4ch-100ghz-spacing-starting-ch52-1535.82nm-lc-upc-connectors-exp-mon1-pdw1c-04152-nn46
PDW1C-04156-NN46 | 无源DWDM滤波器，插入式单LGX盘装，复用/解复用组合功能，起自信道 CH56 (1532.68nm)且相互间隔100GHz 的4条信道，LC/UPC连接器，带Express和监听（1% | 1950 | https://www.l-com.cn/passive-dwdm-plug-in-single-lgx-combo-mux-demux-4ch-100ghz-spacing-starting-ch56-1532.68nm-lc-upc-connectors-exp-mon1-pdw1c-04156-nn46
PDW1C-08120-NN46 | 无源DWDM滤波器，插入式单LGX盘装，复用/解复用组合功能，起自信道20（1561.42nm）且相互间隔100GHz 的8条信道，LC/UPC连接器，带Express和监听（1%） | 4043 | https://www.l-com.cn/passive-dwdm-plug-in-single-lgx-combo-muxdemux-8ch-100ghz-spacing-starting-ch20-1561.42nm-lc-upc-connectors-exp-mon1-pdw1c-08120-nn46
PDW1C-08128-NN46 | 无源DWDM滤波器，插入式单LGX盘装，复用/解复用组合功能，起自信道28（1554.94nm）且相互间隔100GHz 的8条信道，LC/UPC连接器，带Express和监听（1%） | 4043 | https://www.l-com.cn/passive-dwdm-plug-in-single-lgx-combo-mux-demux-8ch-100ghz-spacing-starting-ch28-1554.94nm-lc-upc-connectors-exp-mon1-pdw1c-08128-nn46
PDW1C-08136-NN46 | 无源DWDM滤波器，插入式单LGX盘装，复用/解复用组合功能，起自信道36（1548.52nm）且相互间隔100GHz 的8条信道，LC/UPC连接器，带Express和监听（1%） | 4043 | https://www.l-com.cn/passive-dwdm-plug-in-single-lgx-combo-mux-demux-8ch-100ghz-spacing-starting-ch36-1548.52nm-lc-upc-connectors-exp-mon1-pdw1c-08136-nn46
PDW1C-08144-NN46 | 无源DWDM滤波器，插入式单LGX盘装，复用/解复用组合功能，起自信道44（1542.14nm）且相互间隔100GHz 的8条信道，LC/UPC连接器，带Express和监听（1%） | 4043 | https://www.l-com.cn/passive-dwdm-plug-in-single-lgx-combo-mux-demux-8ch-100ghz-spacing-starting-ch44-1542.14nm-lc-upc-connectors-exp-mon1-pdw1c-08144-nn46
PDW1C-08152-NN46 | 无源DWDM滤波器，插入式单LGX盘装，复用/解复用组合功能，起自信道52（1535.82nm）且相互间隔100GHz 的8条信道，LC/UPC连接器，带Express和监听（1%） | 4043 | https://www.l-com.cn/passive-dwdm-plug-in-single-lgx-combo-mux-demux-8ch-100ghz-spacing-starting-ch52-1535.82nm-lc-upc-connectors-exp-mon1-pdw1c-08152-nn46
PDW1D-16120-NN46 | 无源DWDM滤波器，插入式单LGX盘装，解复用功能，起自信道 CH20 (1561.42nm)且相互间隔100GHz 的16条信道，LC/UPC连接器，带Express和监听（1% | 3646.5 | https://www.l-com.cn/passive-dwdm-plug-in-single-lgx-demux-16ch-100ghz-spacing-starting-ch20-1561.42nm-lc-upc-connectors-exp-mon1-pdw1d-16120-nn46
PDW1M-16120-NN46 | 无源DWDM滤波器，插入式单LGX盘装，复用功能，起自信道 CH20 (1561.42nm)且相互间隔100GHz 的16条信道，LC/UPC连接器，带Express和监听（1% | 3646.5 | https://www.l-com.cn/passive-dwdm-plug-in-single-lgx-mux-16ch-100-ghz-spacing-starting-ch20-1561.42nm-lc-upc-connectors-exp-mon1-pdw1m-16120-nn46
PDW3C-20120-NN46 | 无源DWDM滤波器，1RU 19英寸（48.3厘米）架装，复用/解复用组合功能，起自信道20（1561.42nm）且相互间隔100GHz 的20个信道，LC/UPC连接器，带Express和监听（1%） | 8840 | https://www.l-com.cn/passive-dwdm-1-ru-19-inch-rack-mount-combo-mux-demux-20ch-100ghz-spacing-starting-ch20-1561.42nm-lc-upc-connectors-exp-mon1-pdw3c-20120-nn46
PDW3C-20140-NN46 | 无源DWDM滤波器，1RU 19英寸（48.3厘米）架装，复用/解复用组合功能，起自信道20（1545.32nm）且相互间隔100GHz 的20个信道，LC/UPC连接器，带Express和监听（1%） | 8840 | https://www.l-com.cn/passive-dwdm-1-ru-19-inch-rack-mount-combo-mux-demux-20ch-100ghz-spacing-starting-ch40-1545.32nm-lc-upc-connectors-exp-mon1-pdw3c-20140-nn46
PDW3C-40120-NN44 | 无源DWDM滤波器，1RU 19英寸（48.3厘米）架装，复用/解复用组合功能，起自信道20（1561.42nm）且相互间隔100GHz 的40个信道，LC/UPC连接器，带监听（1%） | 17680 | https://www.l-com.cn/passive-dwdm-1-ru-19-inch-rack-mount-combo-mux-demux-40ch-100-ghz-spacing-starting-ch20-1561.42nm-lc-upc-connectors-mon-1-pdw3c-40120-nn44
PMDVI-DDLMF-1 | 特优型面板安装式双通道DVI-D公头/母头线缆组件，1英尺（0.3米） | 90.5213 | https://www.l-com.cn/audio-video-premium-panel-mount-dvi-d-dual-link-male-female-cable-assembly-1ft
PMHDMF-3 | 具有以太网功能的高速HDMI 线缆，公头/面板安装母头，3.0m | 91.0818 | https://www.l-com.cn/audio-video-high-speed-hdmi-cable-with-ethernet-male-panel-mount-female-30-m
PMOD4S-1 | 带线缆ISDN分离器，5个RJ45（8×8），完全接线，带屏蔽 | 43.8768 | https://www.l-com.cn/ethernet-isdn-splitter-and-cable-5-rj45-8x8-fully-wired-w-shield
PMOD4S-2 | 带线缆ISDN分离器，5个RJ45（8×8），双导线，带屏蔽 | 34.95 | https://www.l-com.cn/ethernet-isdn-splitter-and-cable-5-rj45-8x8-2-wire-w-shield
PMOD4U-1 | 带线缆ISDN分离器，5个RJ45（8×8），完全接线 | 27.2017 | https://www.l-com.cn/ethernet-isdn-splitter-and-cable-5-rj45-8x8-fully-wired
PMOD4U-2 | 带线缆ISDN分离器，5个RJ45（8×8），双导线 | 23.76 | https://www.l-com.cn/ethernet-isdn-splitter-and-cable-5-rj45-8x8-2-wire
POE10GAF | PoE中跨注入器，1端口以太网供电，10 Gbps，CAT 6a或7、802.3af认证，16瓦电源时56伏 | 59.4 | https://www.l-com.cn/poe-midspan-injector-1-port-power-over-ethernet-10-gbps-cat-6a-7-802.3af-certified-56-volts-16-watts-power-supply-poe10gaf
POE10GAT | PoE +中跨注入器，1端口以太网供电，10 Gbps，CAT 6a或7，UL，802.3at认证，53伏特，32瓦电源 | 91.08 | https://www.l-com.cn/poe-plus-midspan-injector-1-port-power-over-ethernet-10-gbps-cat-6a-7-ul-802.3at-certified-53-volts-32-watts-power-supply-poe10gat
POE10GAT+ | PoE ++中跨注入器，1端口以太网供电，10 Gbps，CAT 6a或7、802.3at +认证，56伏特，56瓦电源 | 122.76 | https://www.l-com.cn/poe-plus-plus-midspan-injector-1-port-power-over-ethernet-10-gbps-cat-6a-7-802.3at-plus-certified-56-volts-56-watts-power-supply-poe10gat-plus
POE-162S | 单端口10/100/1000Mbps高功率PoE供电器，25.5W | 174.24 | https://www.l-com.cn/power-over-ethernet-single-port-10-100-1000mbps-high-poe-injector-255-watts
POE-PT151 | Planet 802.3af POE供电器 | 119.7768 | https://www.l-com.cn/power-over-ethernet-planet-8023af-power-over-ethernet-injector
POE-PTE101 | 802.3af PoE延长器 | 196.416 | https://www.l-com.cn/power-over-ethernet-8023af-poe-extender
POE-PTE201 | 802.3at千兆级POE延长器 | 285.12 | https://www.l-com.cn/power-over-ethernet-8023at-power-over-gigabit-ethernet-extender
POE-TESTER | Planet IEEE 802.3af/at以太网供电（PoE）测试器 | 77.616 | https://www.l-com.cn/test-equipment-planet-ieee-8023af-at-power-over-ethernet-poe-tester
PP110C5E24 | 增强型超5类配线架，24端口 | 543.2592 | https://www.l-com.cn/patch-panel-server-rack-enhanced-category-5e-panel-24-port
PPA00002-01F | Heavy Duty CPU/PDU Power Cord C14 to C13 15 AMP 1FT | 9.72 | https://www.l-com.cn/power-products-heavy-duty-cpu-pdu-power-cord-c14-to-c13-15-amp-1ft
PPA00002-02F | Heavy Duty CPU/PDU Power Cord C14 to C13 15 AMP 2FT | 7.2072 | https://www.l-com.cn/power-products-heavy-duty-cpu-pdu-power-cord-c14-to-c13-15-amp-2ft
PPA00002-03F | Heavy Duty CPU/PDU Power Cord C14 to C13 15 AMP 3FT | 15.44 | https://www.l-com.cn/power-products-heavy-duty-cpu-pdu-power-cord-c14-to-c13-15-amp-3ft
PPA00002-06F | Heavy Duty CPU/PDU Power Cord C14 to C13 15 AMP 6FT | 45.8449 | https://www.l-com.cn/power-products-heavy-duty-cpu-pdu-power-cord-c14-to-c13-15-amp-6ft
PPA00002BL-01F | 高负载CPU/PDU电源线，C14/C13，15A，1英尺（0.3米），蓝 | 17.16 | https://www.l-com.cn/heavy-duty-cpu-pdu-power-cord-c14-to-c13-15-amp-1-ft-blue
PPA00002BL-02F | 高负载CPU/PDU电源线，C14/C13，15A，2英尺（0.6米），蓝 | 19.404 | https://www.l-com.cn/heavy-duty-cpu-pdu-power-cord-c14-to-c13-15-amp-2-ft-blue
PPA00002BL-03F | 高负载CPU/PDU电源线，C14/C13，15A，3英尺（0.9米），蓝 | 21.6895 | https://www.l-com.cn/heavy-duty-cpu-pdu-power-cord-c14-to-c13-15-amp-3-ft-blue
PPA00002BL-06F | 高负载CPU/PDU电源线，C14/C13，15A，6英尺（1.8米），蓝 | 30.6504 | https://www.l-com.cn/heavy-duty-cpu-pdu-power-cord-c14-to-c13-15-amp-6-ft-blue
PPA00002BL-08F | 高负载CPU/PDU电源线，C14/C13，15A，8英尺（2.4米），蓝 | 30.9514 | https://www.l-com.cn/heavy-duty-cpu-pdu-power-cord-c14-to-c13-15-amp-8-ft-blue
PPA00002BL-15F | 高负载CPU/PDU电源线，C14/C13，15A，15英尺（4.6米），蓝 | 44.88 | https://www.l-com.cn/heavy-duty-cpu-pdu-power-cord-c14-to-c13-15-amp-15-ft-blue
PPA00002GN-01F | 高负载CPU/PDU电源线，C14/C13，15A，1英尺（0.3米），绿 | 17.1468 | https://www.l-com.cn/heavy-duty-cpu-pdu-power-cord-c14-to-c13-15-amp-1-ft-green
PPA00002GN-02F | 高负载CPU/PDU电源线，C14/C13，15A，2英尺（0.6米），绿 | 19.1532 | https://www.l-com.cn/heavy-duty-cpu-pdu-power-cord-c14-to-c13-15-amp-2-ft-green
PPA00002GN-03F | 高负载CPU/PDU电源线，C14/C13，15A，3英尺（0.9米），绿 | 21.2364 | https://www.l-com.cn/heavy-duty-cpu-pdu-power-cord-c14-to-c13-15-amp-3-ft-green
PPA00002GN-06F | 高负载CPU/PDU电源线，C14/C13，15A，6英尺（1.8米），绿 | 27.148 | https://www.l-com.cn/heavy-duty-cpu-pdu-power-cord-c14-to-c13-15-amp-6-ft-green
PPA00002GN-08F | 高负载CPU/PDU电源线，C14/C13，15A，8英尺（2.4米），绿 | 30.9514 | https://www.l-com.cn/heavy-duty-cpu-pdu-power-cord-c14-to-c13-15-amp-8-ft-green
PPA00002GN-15F | 高负载CPU/PDU电源线，C14/C13，15A，15英尺（4.6米），绿 | 49.4208 | https://www.l-com.cn/heavy-duty-cpu-pdu-power-cord-c14-to-c13-15-amp-15-ft-green
PPA00002RD-01F | 高负载CPU/PDU电源线，C14/C13，15A，1英尺（0.3米），红 | 17.16 | https://www.l-com.cn/heavy-duty-cpu-pdu-power-cord-c14-to-c13-15-amp-1-ft-red
PPA00002RD-02F | 高负载CPU/PDU电源线，C14/C13，15A，2英尺（0.6米），红 | 18.8298 | https://www.l-com.cn/heavy-duty-cpu-pdu-power-cord-c14-to-c13-15-amp-2-ft-red
PPA00002RD-03F | 高负载CPU/PDU电源线，C14/C13，15A，3英尺（0.9米），红 | 21.9472 | https://www.l-com.cn/heavy-duty-cpu-pdu-power-cord-c14-to-c13-15-amp-3-ft-red
PPA00002RD-06F | 高负载CPU/PDU电源线，C14/C13，15A，6英尺（1.8米），红 | 28.3117 | https://www.l-com.cn/heavy-duty-cpu-pdu-power-cord-c14-to-c13-15-amp-6-ft-red
PPA00002RD-08F | 高负载CPU/PDU电源线，C14/C13，15A，8英尺（2.4米），红 | 35.541 | https://www.l-com.cn/heavy-duty-cpu-pdu-power-cord-c14-to-c13-15-amp-8-ft-red
PPA00002RD-15F | 高负载CPU/PDU电源线，C14/C13，15A，15英尺（4.6米），红 | 48.4704 | https://www.l-com.cn/heavy-duty-cpu-pdu-power-cord-c14-to-c13-15-amp-15-ft-red
PPA00002WH-01F | 高负载CPU/PDU电源线，C14/C13，15A，1英尺（0.3米），白 | 17.16 | https://www.l-com.cn/heavy-duty-cpu-pdu-power-cord-c14-to-c13-15-amp-1-ft-white
PPA00002WH-02F | 高负载CPU/PDU电源线，C14/C13，15A，2英尺（0.6米），白 | 19.7683 | https://www.l-com.cn/heavy-duty-cpu-pdu-power-cord-c14-to-c13-15-amp-2-ft-white
PPA00002WH-03F | 高负载CPU/PDU电源线，C14/C13，15A，3英尺（0.9米），白 | 21.0503 | https://www.l-com.cn/heavy-duty-cpu-pdu-power-cord-c14-to-c13-15-amp-3-ft-white
PPA00002WH-06F | 高负载CPU/PDU电源线，C14/C13，15A，6英尺（1.8米），白 | 26.9796 | https://www.l-com.cn/heavy-duty-cpu-pdu-power-cord-c14-to-c13-15-amp-6-ft-white
PPA00002WH-15F | 高负载CPU/PDU电源线，C14/C13，15A，15英尺（4.6米），白 | 44.8866 | https://www.l-com.cn/heavy-duty-cpu-pdu-power-cord-c14-to-c13-15-amp-15-ft-white
PPA00005BL-01F | 耐高温电源线，C14/C15，15A，1英尺（0.3米），蓝 | 17.556 | https://www.l-com.cn/high-temperature-power-cord-c14-to-c15-15-amp-1-ft-blue
PPA00005BL-02F | 耐高温电源线，C14/C15，15A，2英尺（0.6米），蓝 | 20.9484 | https://www.l-com.cn/high-temperature-power-cord-c14-to-c15-15-amp-2-ft-blue
PPA00005BL-03F | 耐高温电源线，C14/C15，15A，3英尺（0.9米），蓝 | 28.1741 | https://www.l-com.cn/high-temperature-power-cord-c14-to-c15-15-amp-3-ft-blue
PPA00005BL-06F | 耐高温电源线，C14/C15，15A，6英尺（1.8米），蓝 | 37.0761 | https://www.l-com.cn/high-temperature-power-cord-c14-to-c15-15-amp-6-ft-blue
PPA00005BL-08F | 耐高温电源线，C14/C15，15A，8英尺（2.4米），蓝 | 36.9072 | https://www.l-com.cn/high-temperature-power-cord-c14-to-c15-15-amp-8-ft-blue
PPA00005GN-03F | 耐高温电源线，C14/C15，15A，3英尺（0.9米），绿 | 24.3596 | https://www.l-com.cn/high-temperature-power-cord-c14-to-c15-15-amp-3-ft-green
PPA00005GN-06F | 耐高温电源线，C14/C15，15A，6英尺（1.8米），绿 | 31.7979 | https://www.l-com.cn/high-temperature-power-cord-c14-to-c15-15-amp-6-ft-green
PPA00005GN-08F | 耐高温电源线，C14/C15，15A，8英尺（2.4米），绿 | 34.2936 | https://www.l-com.cn/high-temperature-power-cord-c14-to-c15-15-amp-8-ft-green
PPA00005RD-01F | 耐高温电源线，C14/C15，15A，1英尺（0.3米），红 | 17.4384 | https://www.l-com.cn/high-temperature-power-cord-c14-to-c15-15-amp-1-ft-red
PPA00005RD-02F | 耐高温电源线，C14/C15，15A，2英尺（0.6米），红 | 21.1464 | https://www.l-com.cn/high-temperature-power-cord-c14-to-c15-15-amp-2-ft-red
PPA00005RD-03F | 耐高温电源线，C14/C15，15A，3英尺（0.9米），红 | 28.2533 | https://www.l-com.cn/high-temperature-power-cord-c14-to-c15-15-amp-3-ft-red
PPA00005RD-06F | 耐高温电源线，C14/C15，15A，6英尺（1.8米），红 | 37.0867 | https://www.l-com.cn/high-temperature-power-cord-c14-to-c15-15-amp-6-ft-red
PPA00005RD-08F | 耐高温电源线，C14/C15，15A，8英尺（2.4米），红 | 36.5904 | https://www.l-com.cn/high-temperature-power-cord-c14-to-c15-15-amp-8-ft-red
PPA00005WH-01F | 耐高温电源线，C14/C15，15A，1英尺（0.3米），白 | 17.4323 | https://www.l-com.cn/high-temperature-power-cord-c14-to-c15-15-amp-1-ft-white
PPA00005WH-03F | 耐高温电源线，C14/C15，15A，3英尺（0.9米），白 | 22.8624 | https://www.l-com.cn/high-temperature-power-cord-c14-to-c15-15-amp-3-ft-white
PPA00007BL-01F | PC/PDU电源线，C20/C13，15A，1英尺（0.3米），蓝 | 17.7091 | https://www.l-com.cn/pcpdu-power-cord-c20-to-c13-15-amp-1-ft-blue
PPA00007BL-06F | PC/PDU电源线，C20/C13，15A，6英尺（1.8米），蓝 | 27.621 | https://www.l-com.cn/pcpdu-power-cord-c20-to-c13-15-amp-6-ft-blue
PPA00007BL-08F | PC/PDU电源线，C20/C13，15A，8英尺（2.4米），蓝 | 32.5314 | https://www.l-com.cn/pcpdu-power-cord-c20-to-c13-15-amp-8-ft-blue
PPA00007GN-01F | PC/PDU电源线，C20/C13，15A，1英尺（0.3米），绿 | 17.5626 | https://www.l-com.cn/pcpdu-power-cord-c20-to-c13-15-amp-1-ft-green
PPA00007GN-02F | PC/PDU电源线，C20/C13，15A，2英尺（0.6米），绿 | 19.9584 | https://www.l-com.cn/pcpdu-power-cord-c20-to-c13-15-amp-2-ft-green
PPA00007GN-03F | PC/PDU电源线，C20/C13，15A，3英尺（0.9米），绿 | 22.3344 | https://www.l-com.cn/pcpdu-power-cord-c20-to-c13-15-amp-3-ft-green
PPA00007GN-06F | PC/PDU电源线，C20/C13，15A，6英尺（1.8米），绿 | 27.6192 | https://www.l-com.cn/pcpdu-power-cord-c20-to-c13-15-amp-6-ft-green
PPA00007RD-01F | PC/PDU电源线，C20/C13，15A，1英尺（0.3米），红 | 19.9848 | https://www.l-com.cn/pcpdu-power-cord-c20-to-c13-15-amp-1-ft-red
PPA00007RD-02F | PC/PDU电源线，C20/C13，15A，2英尺（0.6米），红 | 20.0376 | https://www.l-com.cn/pcpdu-power-cord-c20-to-c13-15-amp-2-ft-red
PPA00007RD-03F | PC/PDU电源线，C20/C13，15A，3英尺（0.9米），红 | 24.7104 | https://www.l-com.cn/pcpdu-power-cord-c20-to-c13-15-amp-3-ft-red
PPA00007RD-06F | PC/PDU电源线，C20/C13，15A，6英尺（1.8米），红 | 27.7112 | https://www.l-com.cn/pcpdu-power-cord-c20-to-c13-15-amp-6-ft-red
PPA00007RD-08F | PC/PDU电源线，C20/C13，15A，8英尺（2.4米），红 | 31.68 | https://www.l-com.cn/pcpdu-power-cord-c20-to-c13-15-amp-8-ft-red
PPA00007WH-01F | PC/PDU电源线，C20/C13，15A，1英尺（0.3米），白 | 17.8794 | https://www.l-com.cn/pcpdu-power-cord-c20-to-c13-15-amp-1-ft-white
PPA00007WH-02F | PC/PDU电源线，C20/C13，15A，2英尺（0.6米），白 | 19.4436 | https://www.l-com.cn/pcpdu-power-cord-c20-to-c13-15-amp-2-ft-white
PPA00007WH-03F | PC/PDU电源线，C20/C13，15A，3英尺（0.9米），白 | 25.5816 | https://www.l-com.cn/pcpdu-power-cord-c20-to-c13-15-amp-3-ft-white
PPA00007WH-06F | PC/PDU电源线，C20/C13，15A，6英尺（1.8米），白 | 27.6181 | https://www.l-com.cn/pcpdu-power-cord-c20-to-c13-15-amp-6-ft-white
PPA00007WH-08F | PC/PDU电源线，C20/C13，15A，8英尺（2.4米），白 | 32.6304 | https://www.l-com.cn/pcpdu-power-cord-c20-to-c13-15-amp-8-ft-white
PPA00008-10F | Server/PDU Power Cord - C20 to C19 - 20 Amp - 10 FT - Black | 57.9269 | https://www.l-com.cn/power-products-server-pdu-power-cord-c20-to-c19-20-amp-10-ft-black
PPA00011-06F | Universal CPU Power Cord - Nema 5-15P to C13 - 15 Amp - 6 FT - Black | 32.4303 | https://www.l-com.cn/power-products-universal-cpu-power-cord-nema-5-15p-to-c13-15-amp-6-ft-black
PPA00011-15F | Universal CPU Power Cord - Nema 5-15P to C13 - 15 Amp - 15 FT - Black | 58.8561 | https://www.l-com.cn/power-products-universal-cpu-power-cord-nema-5-15p-to-c13-15-amp-15-ft-black
PPA00011BL-01F | 通用CPU电源线，NEMA5-15P/C13，15A，1英尺（0.3米），蓝 | 17.8992 | https://www.l-com.cn/universal-cpu-power-cord-nema-5-15p-to-c13-15-amp-1-ft-blue
PPA00011BL-02F | 通用CPU电源线，NEMA5-15P/C13，15A，2英尺（0.6米），蓝 | 19.4674 | https://www.l-com.cn/universal-cpu-power-cord-nema-5-15p-to-c13-15-amp-2-ft-blue
PPA00011BL-03F | 通用CPU电源线，NEMA5-15P/C13，15A，3英尺（0.9米），蓝 | 21.5119 | https://www.l-com.cn/universal-cpu-power-cord-nema-5-15p-to-c13-15-amp-3-ft-blue
PPA00011BL-06F | 通用CPU电源线，NEMA5-15P/C13，15A，6英尺（1.8米），蓝 | 34.4963 | https://www.l-com.cn/universal-cpu-power-cord-nema-5-15p-to-c13-15-amp-6-ft-blue
PPA00011BL-08F | 通用CPU电源线，NEMA5-15P/C13，15A，8英尺（2.4米），蓝 | 19.5624 | https://www.l-com.cn/universal-cpu-power-cord-nema-5-15p-to-c13-15-amp-8-ft-blue
PPA00011GN-01F | 通用CPU电源线，NEMA5-15P/C13，15A，1英尺（0.3米），绿 | 17.4042 | https://www.l-com.cn/universal-cpu-power-cord-nema-5-15p-to-c13-15-amp-1-ft-green
PPA00011GN-02F | 通用CPU电源线，NEMA5-15P/C13，15A，2英尺（0.6米），绿 | 19.4688 | https://www.l-com.cn/universal-cpu-power-cord-nema-5-15p-to-c13-15-amp-2-ft-green
PPA00011GN-03F | 通用CPU电源线，NEMA5-15P/C13，15A，3英尺（0.9米），绿 | 21.5213 | https://www.l-com.cn/universal-cpu-power-cord-nema-5-15p-to-c13-15-amp-3-ft-green
PPA00011GN-06F | 通用CPU电源线，NEMA5-15P/C13，15A，6英尺（1.8米），绿 | 21.5226 | https://www.l-com.cn/universal-cpu-power-cord-nema-5-15p-to-c13-15-amp-6-ft-green
PPA00011GN-08F | 通用CPU电源线，NEMA5-15P/C13，15A，8英尺（2.4米），绿 | 19.2192 | https://www.l-com.cn/universal-cpu-power-cord-nema-5-15p-to-c13-15-amp-8-ft-green
PPA00011GN-15F | 通用CPU电源线，NEMA5-15P/C13，15A，15英尺（4.6米），绿 | 46.3831 | https://www.l-com.cn/universal-cpu-power-cord-nema-5-15p-to-c13-15-amp-15-ft-green
PPA00011RD-01F | 通用CPU电源线，NEMA5-15P/C13，15A，1英尺（0.3米），红 | 17.3923 | https://www.l-com.cn/universal-cpu-power-cord-nema-5-15p-to-c13-15-amp-1-ft-red
PPA00011RD-02F | 通用CPU电源线，NEMA5-15P/C13，15A，2英尺（0.6米），红 | 19.2826 | https://www.l-com.cn/universal-cpu-power-cord-nema-5-15p-to-c13-15-amp-2-ft-red
PPA00011RD-03F | 通用CPU电源线，NEMA5-15P/C13，15A，3英尺（0.9米），红 | 21.3516 | https://www.l-com.cn/universal-cpu-power-cord-nema-5-15p-to-c13-15-amp-3-ft-red
PPA00011RD-06F | 通用CPU电源线，NEMA5-15P/C13，15A，6英尺（1.8米），红 | 33.8501 | https://www.l-com.cn/universal-cpu-power-cord-nema-5-15p-to-c13-15-amp-6-ft-red
PPA00011RD-08F | 通用CPU电源线，NEMA5-15P/C13，15A，8英尺（2.4米），红 | 19.305 | https://www.l-com.cn/universal-cpu-power-cord-nema-5-15p-to-c13-15-amp-8-ft-red
PPA00011RD-15F | 通用CPU电源线，NEMA5-15P/C13，15A，15英尺（4.6米），红 | 50.197 | https://www.l-com.cn/universal-cpu-power-cord-nema-5-15p-to-c13-15-amp-15-ft-red
PPA00015-10FT | NEMA L5-30P/L5-30R延长线，30A，125V，10英尺（3.0米） | 99.6336 | https://www.l-com.cn/nema-l5-30p-l5-30r-extension-cord-30a-125v-10ft-ppa00015-10ft
PPA00015-3FT | NEMA L5-30P/L5-30R延长线，30A，125V，3英尺（0.9米） | 50.1625 | https://www.l-com.cn/nema-l5-30p-l5-30r-extension-cord-30a-125v-3ft-ppa00015-3ft
PPA00015-6FT | NEMA L5-30P/L5-30R延长线，30A，125V，6英尺（1.8米） | 75.5575 | https://www.l-com.cn/nema-l5-30p-l5-30r-extension-cord-30a-125v-6ft-ppa00015-6ft
PPA00015-8FT | NEMA L5-30P/L5-30R延长线，30A，125V，8英尺（2.4米） | 91.9512 | https://www.l-com.cn/nema-l5-30p-l5-30r-extension-cord-30a-125v-8ft-ppa00015-8ft
PPA00016-10FT | NEMA L6-20P/C15电源线，15A，250V，10英尺（3.0米） | 51.6788 | https://www.l-com.cn/nema-l6-20p-c15-power-cord-15a-250v-10ft-ppa00016-10ft
PPA00016-3FT | NEMA L6-20P/C15电源线，15A，250V，3英尺（0.9米） | 27.0388 | https://www.l-com.cn/nema-l6-20p-c15-power-cord-15a-250v-3ft-ppa00016-3ft
PPA00016-6FT | NEMA L6-20P/C15电源线，15A，250V，6英尺（1.8米） | 37.6525 | https://www.l-com.cn/nema-l6-20p-c15-power-cord-15a-250v-6ft-ppa00016-6ft
PPA00016-8FT | NEMA L6-20P/C15电源线，15A，250V，8英尺（2.4米） | 45.2688 | https://www.l-com.cn/nema-l6-20p-c15-power-cord-15a-250v-8ft-ppa00016-8ft
PPA00017-10FT | NEMA L6-20P/C13电源线，15A，250V，10英尺（3.0米） | 51.9313 | https://www.l-com.cn/nema-l6-20p-c13-power-cord-15a-250v-10ft-ppa00017-10ft
PPA00017-3FT | NEMA L6-20P/C13电源线，15A，250V，3英尺（0.9米） | 27.9238 | https://www.l-com.cn/nema-l6-20p-c13-power-cord-15a-250v-3ft-ppa00017-3ft
PPA00017-6FT | NEMA L6-20P/C13电源线，15A，250V，6英尺（1.8米） | 38.6225 | https://www.l-com.cn/nema-l6-20p-c13-power-cord-15a-250v-6ft-ppa00017-6ft
PPA00017-8FT | NEMA L6-20P/C13电源线，15A，250V，8英尺（2.4米） | 45.6125 | https://www.l-com.cn/nema-l6-20p-c13-power-cord-15a-250v-8ft-ppa00017-8ft
PPA00018-10FT | NEMA L5-20P/C19电源线，20A，125V，10英尺（3.0米） | 60.7273 | https://www.l-com.cn/nema-l5-20p-c19-power-cord-20a-125v-10ft-ppa00018-10ft
PPA00018-3FT | NEMA L5-20P/C19电源线，20A，125V，3英尺（0.9米） | 33.7128 | https://www.l-com.cn/nema-l5-20p-c19-power-cord-20a-125v-3ft-ppa00018-3ft
PPA00018-6FT | NEMA L5-20P/C19电源线，20A，125V，6英尺（1.8米） | 46.728 | https://www.l-com.cn/nema-l5-20p-c19-power-cord-20a-125v-6ft-ppa00018-6ft
PPA00018-8FT | NEMA L5-20P/C19电源线，20A，125V，8英尺（2.4米） | 54.252 | https://www.l-com.cn/nema-l5-20p-c19-power-cord-20a-125v-8ft-ppa00018-8ft
PPA00019-10FT | NEMA L6-20P/C19电源线，20A，250V，10英尺（3.0米） | 65.8865 | https://www.l-com.cn/nema-l6-20p-c19-power-cord-20a-250v-10ft-ppa00019-10ft
PPA00019-3FT | NEMA L6-20P/C19电源线，20A，250V，3英尺（0.9米） | 35.6313 | https://www.l-com.cn/nema-l6-20p-c19-power-cord-20a-250v-3ft-ppa00019-3ft
PPA00019-6FT | NEMA L6-20P/C19电源线，20A，250V，6英尺（1.8米） | 51.0463 | https://www.l-com.cn/nema-l6-20p-c19-power-cord-20a-250v-6ft-ppa00019-6ft
PPA00019-8FT | NEMA L6-20P/C19电源线，20A，250V，8英尺（2.4米） | 61.3008 | https://www.l-com.cn/nema-l6-20p-c19-power-cord-20a-250v-8ft-ppa00019-8ft
PPS1P-02BSS-NN5N | 无源PLC滤波器，插入式 单模 LGX PLC分路，1×02标准分路（均分），SC-APC连接器 | 188.5 | https://www.l-com.cn/passive-plc-plug-in-single-lgx-plc-splitter-1x02-standard-even-split-sc-apc-pps1p-02bss-nn5n
PPS1P-04BSS-NN5N | 无源PLC滤波器，插入式 单模 LGX PLC分路，1×4标准分路（均分），SC-APC连接器 | 234 | https://www.l-com.cn/passive-plc-plug-in-single-lgx-plc-splitter-1x04-standard-even-split-sc-apc-pps1p-04bss-nn5n
PPS1P-08BSS-NN5N | 无源PLC滤波器，插入式 单模 LGX PLC分路，1×8标准分路（均分），SC-APC连接器 | 338 | https://www.l-com.cn/passive-plc-plug-in-single-lgx-plc-splitter-1x08-standard-even-split-sc-apc-pps1p-08bss-nn5n
PPS3P-16BSS-NN5N | 无源PLC滤波器，1RU 19英寸（48.3厘米）架装，PLC分路，1×16标准分路（均分），SC-APC连接器 | 702 | https://www.l-com.cn/passive-plc-1-ru-19-inch-rack-mount-plc-splitter-1x16-standard-even-split-sc-apc-pps3p-16bss-nn5n
PPS3P-32BSS-NN5N | 无源PLC滤波器，1RU 19英寸（48.3厘米）架装，PLC分路，1×32标准分路（均分），SC-APC连接器 | 975 | https://www.l-com.cn/passive-plc-1-ru-19-inch-rack-mount-plc-splitter-1x32-standard-even-split-sc-apc-pps3p-32bss-nn5n
PPS5P-02BSS-22NN | 无源PLC滤波器，现场盘装 PLC分路，1×02标准分路（均分），带2m长 250um裸光纤引线 | 50.7 | https://www.l-com.cn/passive-plc-field-unit-plc-splitter-1x02-standard-even-split-2m-250um-bare-fiber-pps5p-02bss-22nn
PPS5P-04BSS-22NN | 无源PLC滤波器，现场盘装 PLC分路，1×04标准分路（均分），带2m长 250um裸光纤引线 | 78 | https://www.l-com.cn/passive-plc-field-unit-plc-splitter-1x04-standard-even-split-2m-250um-bare-fiber-pps5p-04bss-22nn
PPS5P-08BSS-22NN | 无源PLC滤波器，现场盘装 PLC分路，1×08标准分路（均分），带2m长 250um裸光纤引线 | 117 | https://www.l-com.cn/passive-plc-field-unit-plc-splitter-1x08-standard-even-split-2m-250um-bare-fiber-pps5p-08bss-22nn
PPS5P-16BSS-22NN | 无源PLC滤波器，现场盘装 PLC分路，1×16标准分路（均分），带2m长 250um裸光纤引线 | 182 | https://www.l-com.cn/passive-plc-field-unit-plc-splitter-1x16-standard-even-split-2m-250um-bare-fiber-pps5p-16bss-22nn
PPS5P-32BSS-22NN | 无源PLC滤波器，现场盘装 PLC分路，1×32标准分路（均分），带2m长 250um裸光纤引线 | 325 | https://www.l-com.cn/passive-plc-field-unit-plc-splitter-1x32-standard-even-split-2m-250um-bare-fiber-pps5p-32bss-22nn
PR175-12KS | 1.75英寸（4.44厘米）×19英寸（48厘米）（1U）12端口Keystone空槽配线板 | 53.35 | https://www.l-com.cn/1.75-inchx19-inch-1u-12-port-keystone-slot-panel-pr175-12ks
PR175-1606 | 1.75×19英寸（4.4×48.3厘米）配线架组件，带16个RJ12（6×6）Keystone插座 | 135.5616 | https://www.l-com.cn/patch-panel-server-rack-175x19-panel-kit-with-16-rj12-6x6-keystone-jacks
PR175-1608 | 1.75×19英寸（4.4×48.3厘米）配线架组件，带16个RJ45（8×8）Keystone插座 | 367.9202 | https://www.l-com.cn/patch-panel-server-rack-175x19-panel-kit-with-16-rj45-8x8-keystone-jacks
PR175-16BLK | 1.75英寸（4.4厘米）配线架，16个0.5英寸（12.7毫米）D型孔 | 68.2836 | https://www.l-com.cn/patch-panel-server-rack-175-panel-16-05-d-holes
PR175-16CMB | 1.75in/4.4cm面板，带16个直径为0.5in/1.3cm的D型孔和绑线器 | 134.1912 | https://www.l-com.cn/patch-panel-server-rack-175-panel-16-05-d-holes-and-cable-minder
PR17516MTP | 19英寸（48.3厘米）配线架，带16个MPO光纤耦合器，1U高度 | 1074.843 | https://www.l-com.cn/patch-panel-server-rack-19-rack-panel-with-16-mpo-fiber-optic-couplers-1u-high
PR17516PB | 1.75英寸 x 19英寸空白机架面板-具有16个MPO孔切口（黑色） | 136.1686 | https://www.l-com.cn/patch-panel-server-rack-175x-19-blank-rack-panel-featuring-16-mpo-hole-cutouts-black
PR175-19X23 | 1.75英寸（4.4厘米）（1U）配线架扩展套件，19英寸（48.3厘米）至23英寸（58.4厘米） | 81.2328 | https://www.l-com.cn/patch-panel-server-rack-175-inch-1u-19-inch-to-23-inch-rack-panel-extender-kit
PR175-24KS-CM | 1.75英寸 x19英寸（1U）24端口梯形插槽面板，带有电缆管理器 | 119.485 | https://www.l-com.cn/patch-panel-server-rack-175x19-1u-24-port-keystone-slots-panel-with-cable-manager
PR175B1675BLK | 1.75英寸（4.4厘米）配线架，16个75欧姆绝缘BNC适配器 | 277.464 | https://www.l-com.cn/patch-panel-server-rack-175-panel-16-75-ohm-bnc-adapters-insulated
PR175B16BLK | 1.75英寸（4.4厘米）配线架，16个绝缘BNC适配器 | 206.0096 | https://www.l-com.cn/patch-panel-server-rack-175-panel-16-bnc-adapters-insulated
PR175B16CMB | 1.75in/4.4cm面板，带16个BNC转接器，绝缘，带绑线器 | 273.2321 | https://www.l-com.cn/patch-panel-server-rack-175-panel-16-bnc-adapters-insulated-w-rear-cable-minder
PR175B16GBLK | 1.75英寸（4.4厘米）配线架，16个接地BNC适配器 | 260.2958 | https://www.l-com.cn/patch-panel-server-rack-175-panel-16-bnc-adapters-grounded
PR175B16GCMB | 1.75英寸（4.4厘米）配线架，16个接地BNC适配器，带后侧理线架 | 344.784 | https://www.l-com.cn/patch-panel-server-rack-175-panel-16-bnc-adapters-grounded-w-rear-cable-minder
PR175BX16GBLK | 1.75英寸（4.4厘米）配线架，黑，16个自动端接50欧姆BNC适配器 | 395.6223 | https://www.l-com.cn/patch-panel-server-rack-175-panel-black-16-auto-terminating-bnc-adapters-50-ohm
PR175-C5E-12 | 1.75英寸（4.44厘米）×19英寸（48厘米）（1U）12端口超5类直插耦合器配线板，非屏蔽 | 163.7856 | https://www.l-com.cn/1.75-inchx19-inch-1u-12-port-category-5e-feed-thru-coupler-panel-unshielded-pr175-c5e-12
PR175-C5E-12M | 1.75英寸（4.44厘米）×19英寸（48厘米）（1U）12端口超5类直插微耦合器配线板，非屏蔽 | 205.124 | https://www.l-com.cn/1.75-inchx19-inch-1u-12-port-category-5e-feed-thru-mini-coupler-panel-unshielded-pr175-c5e-12m
PR175C5E-16 | 1.75×19英寸（4.4×48.3厘米）（1U）16端口薄型直体式超5类直插配线架，非屏蔽 | 166.1729 | https://www.l-com.cn/patch-panel-server-rack-175x19-1u-16-port-low-profile-straight-category-5e-feed-thru-panel-unshielded
PR175C5E-16M | 1.75×19英寸（4.4×48.3厘米）（1U）16端口直体式超5类直插配线架，非屏蔽薄型微耦合器 | 219.1288 | https://www.l-com.cn/patch-panel-server-rack-175x19-1u-16-port-straight-cat5e-feed-thru-panel-unshielded-low-profile-mini-coupler
PR175C5E-16S | 1.75×19英寸（4.4×48.3厘米）（1U）16端口薄型直体式超5类直插配线架，屏蔽 | 250.5254 | https://www.l-com.cn/patch-panel-server-rack-175x19-1u-16-port-low-profile-straight-category-5e-feed-thru-panel-shielded
PR175C5E-16SM | 1.75×19英寸（4.4×48.3厘米）（1U）16端口直体式超5类直插配线架，屏蔽薄型微耦合器 | 248.3976 | https://www.l-com.cn/patch-panel-server-rack-175x19-1u-16-port-straight-cat5e-feed-thru-panel-shielded-low-profile-mini-coupler
PR175-C5E-24-CM | 1.75英寸 x19英寸（1U）24端口5e类馈通耦合器面板，带有电缆管理器 | 508.7225 | https://www.l-com.cn/patch-panel-server-rack-175x19-1u-24-port-category-5e-feed-thru-coupler-panel-with-cable-manager
PR175-C6-12 | 1.75英寸（4.44厘米）×19英寸（48厘米）（1U）12端口6类直插耦合器配线板，非屏蔽 | 296.318 | https://www.l-com.cn/1.75-inchx19-inch-1u-12-port-category-6-feed-thru-coupler-panel-unshielded-pr175-c6-12
PR175-C6-12M | 1.75英寸（4.44厘米）×19英寸（48厘米）（1U）12端口6类直插短体耦合器配线板，非屏蔽 | 224.0726 | https://www.l-com.cn/1.75-inchx19-inch-1u-12-port-category-6-feed-thru-mini-coupler-panel-unshielded-pr175-c6-12m
PR175C6-16 | 1.75 / 4.4cm x19" /482.6cm(1U)16 口 6 类直通式配线架，非屏蔽 | 160.7446 | https://www.l-com.cn/patch-panel-server-rack-175x19-1u-16-port-low-profile-category-6-feed-thru-panel-unshielded
PR175C6-16M | 1.75×19英寸（4.4×48.3厘米）（1U）16端口薄型6类直插式配线架，非屏蔽薄型微耦合器 | 253.4763 | https://www.l-com.cn/patch-panel-server-rack-175x19-1u-16-port-low-profile-category-6-feed-thru-panel-unshielded-low-profile-mini-coupler
PR175C6-16S | 1.75 / 4.4cmx19" /482.6cm(1U) 16 口 6 类直通式配线架,屏蔽 | 248.5494 | https://www.l-com.cn/patch-panel-server-rack-175x19-1u-16-port-low-profile-category-6-feed-thru-panel-shielded
PR175C6-16SM | 1.75×19英寸（4.4×48.3厘米）（1U）16端口薄型6类直插式配线架，屏蔽薄型微耦合器 | 243.1836 | https://www.l-com.cn/patch-panel-server-rack-175x19-1u-16-port-low-profile-category-6-feed-thru-panel-shielded-low-profile-mini-coupler
PR175-C6-24-CM | 1.75英寸 x19英寸（1U）24端口类别6直通耦合器面板，带有电缆管理器 | 569.25 | https://www.l-com.cn/patch-panel-server-rack-175x19-1u-24-port-category-6-feed-thru-coupler-panel-with-cable-manager
PR175-C6A-12 | 1.75英寸（4.44厘米）×19英寸（48厘米）（1U）12端口超6类直插耦合器配线板，非屏蔽 | 232.7411 | https://www.l-com.cn/1.75-inchx19-inch-1u-12-port-category-6a-feed-thru-coupler-panel-unshielded-pr175-c6a-12
PR175C6A-16 | 1.75×19英寸（4.4×48.3厘米）（1U）16端口薄型超6类直插式配线架，非屏蔽 | 262.9361 | https://www.l-com.cn/patch-panel-server-rack-175x19-1u-16-port-low-profile-category-6a-feed-thru-panel-unshielded
PR175C6A-16S | 1.75×19英寸（4.4×48.3厘米）（1U）16端口薄型超6类直插式配线架，屏蔽 | 343.9973 | https://www.l-com.cn/patch-panel-server-rack-175x19-1u-16-port-low-profile-category-6a-feed-thru-panel-shielded
PR175-C6A-24-CM | 1.75英寸 x19英寸（1U）24端口类别6a直通耦合器面板，带有电缆管理器 | 737.539 | https://www.l-com.cn/patch-panel-server-rack-175x19-1u-24-port-category-6a-feed-thru-coupler-panel-with-cable-manager
PR175DLC16B | 1.75inx19.0inin接线板，配备16个LC单模耦合器 | 277.7623 | https://www.l-com.cn/patch-panel-server-rack-175-x-19-patch-panel-w-16-lc-singlemode-couplers
PR175DS916B | 1.75×19英寸（4.4×48.3厘米）空白配线架，带16个通用DB9/HD15/HDMI开口，黑 | 72.1831 | https://www.l-com.cn/patch-panel-server-rack-175-x-19-blank-panel-w-16-universal-db9-hd15-hdmi-cutouts-black
PR175-EVTBLK | 1.75英寸（4.4厘米）空白填充面板，钢制，垂直开槽 | 64.3691 | https://www.l-com.cn/patch-panel-server-rack-175-blank-filler-panel-vertical-vented-steel
PR175F16 | 1.75inx19.0inin面板(黑色), 配备16个 F型母头耦合器 | 188.7022 | https://www.l-com.cn/patch-panel-server-rack-175-x-19-panel-black-16-f-coupler
PR175F504B | 1.75英寸（4.4厘米）空白配线架，可配置16个耦合器 | 109.6203 | https://www.l-com.cn/patch-panel-server-rack-175-blank-rack-panel-accepts-16-couplers
PR175F504B-4S | 1.75英寸（4.4厘米）16端口配线架，RJ11（6×4），直连布线 | 375.9941 | https://www.l-com.cn/patch-panel-server-rack-175-16-port-panel-rj11-6x4-straight-thru
PR175F504B-6S | 1.75英寸（4.4厘米）16端口配线架，RJ12（6×6），直连导通 | 285.7325 | https://www.l-com.cn/patch-panel-server-rack-175-16-port-panel-rj12-6x6-straight-thru
PR175F504B-8SK | 1.75英寸（4.4厘米）16端口配线架，RJ45（8×8），直连导通，有键的 | 308.4922 | https://www.l-com.cn/patch-panel-server-rack-175-16-port-panel-rj45-8x8-straight-keyed
PR175F504B-C3 | 1.75×19英寸（4.4×48.3厘米）配线架，16个3类耦合器 | 380.4948 | https://www.l-com.cn/patch-panel-server-rack-175-x19-panel-16-cat-3-couplers
PR175F504B-C5 | 带16个ECF系列法兰安装、直通型超五类耦合器的1.75 / 4.4cm 面板，非屏蔽 | 393.8022 | https://www.l-com.cn/patch-panel-server-rack-175-16-port-ecf-flange-mounted-category-5e-feed-thru-panel-unshielded
PR175F504B-C6 | 带 16 个ECF系列法兰安装、直通型 6 类耦合器的 1.75 / 4.4cm 面板，非屏蔽 | 392.7429 | https://www.l-com.cn/patch-panel-server-rack-175-16-port-ecf-flange-mounted-category-6-feed-thru-panel-unshielded
PR175F504B-C6A | 1.75英寸（4.4厘米）16端口ECF法兰安装式超6a类馈通类配线架，非屏蔽 | 560.6568 | https://www.l-com.cn/patch-panel-server-rack-175-16-port-ecf-flange-mounted-category-6a-feed-thru-panel-unshielded
PR175F504B-C6M | 1.75英寸（4.4厘米）16端口ECF法兰安装式6类馈通类配线架，非屏蔽薄型微耦合器 | 436.029 | https://www.l-com.cn/patch-panel-server-rack-175-16-port-ecf-flange-mounted-category-6-feed-thru-panel-unshielded-low-profile-mini-coupler
PR175F504B-SC5 | 带16个ECF系列法兰安装、直通型超五类耦合器的1.75 / 4.4cm 面板，屏蔽" | 298.255 | https://www.l-com.cn/patch-panel-server-rack-175-16-port-ecf-flange-mounted-category-5e-feed-thru-panel-shielded
PR175F504B-SC5M | 1.75英寸（4.4厘米）16端口ECF法兰安装式超5e类馈通类线架，屏蔽薄型微耦合器 | 417.3048 | https://www.l-com.cn/patch-panel-server-rack-175-16-port-ecf-flange-mounted-category-5e-feed-thru-panel-shielded-low-profile-mini-coupler
PR175F504B-SC6 | 带 16 个ECF系列法兰安装、直通型 6 类耦合器的 1.75 / 4.4cm 面板，屏蔽 | 449.6881 | https://www.l-com.cn/patch-panel-server-rack-175-16-port-ecf-flange-mounted-category-6-feed-thru-panel-shielded
PR175F504B-SC6A | 1.75英寸（4.4厘米）16端口ECF法兰安装式超6a类馈通类配线架，屏蔽 | 404.6256 | https://www.l-com.cn/patch-panel-server-rack-175-16-port-ecf-flange-mounted-category-6a-feed-thru-panel-shielded
PR175F504B-SC6M | 1.75英寸（4.4厘米）16端口ECF法兰安装式6类馈通类配线架，屏蔽薄型微耦合器 | 446.1072 | https://www.l-com.cn/patch-panel-server-rack-175-16-port-ecf-flange-mounted-category-6-feed-thru-panel-shielded-low-profile-mini-coupler
PR175F504-UAAS | 1.75英寸（4.4厘米）16端口配线架，USB A型/A型Keystone耦合器，屏蔽 | 448.6196 | https://www.l-com.cn/patch-panel-server-rack-175-16-port-panel-usb-a-a-keystone-style-coupler-shielded
PR175F504-UAB | 1.75英寸（4.4厘米）16端口配线架，USB A型/B型法兰安装式耦合器 | 212.2956 | https://www.l-com.cn/patch-panel-server-rack-175-16-port-panel-usb-a-b-flanged-coupler
PR175F504-UABS | 1.75英寸（4.4厘米）16端口配线架，USB A型/B型法兰安装式耦合器，屏蔽 | 395.7888 | https://www.l-com.cn/patch-panel-server-rack-175-16-port-panel-usb-a-b-flanged-coupler-shielded
PR175F504-UBAS | 1.75英寸（4.4厘米）16端口配线架，USB B型/A型Keystone耦合器，屏蔽 | 543.1701 | https://www.l-com.cn/patch-panel-server-rack-175-16-port-panel-usb-b-a-keystone-style-coupler-shielded
PR175FC16CMB-SM | 1.75in/4.4cm面板，带16个FC陶瓷耦合器和绑线器 | 296.4773 | https://www.l-com.cn/patch-panel-server-rack-175-panel-16-fc-ceramic-couplers-w-cable-minder
PR175FC16CM-SMA | 1.75in/4.4cm面板，带16个FC APC陶瓷耦合器和绑线器 | 517.5403 | https://www.l-com.cn/patch-panel-server-rack-175-panel-16-fc-apc-ceramic-couplers-w-cable-minder
PR175-FSP-3 | 1.75×19英寸（4.4×48.3厘米）（1U）配线架，带3个FSP系列子面板开口 | 85.8132 | https://www.l-com.cn/patch-panel-server-rack-1u-175-x19-with-3-fsp-series-sub-panel-openings
PR175GB9FB | 1.75×19英寸（4.4×48.3厘米）配线架，带16个DB9母头/母头耦合器 | 320.8343 | https://www.l-com.cn/patch-panel-server-rack-175-x-19-panels-with-16-db9-female-female-couplers
PR175HD1516B | 1.75×19英寸（4.4×48.3厘米）配线架，16个HD15母头/母头SVGA耦合器 | 234.7411 | https://www.l-com.cn/patch-panel-server-rack-175-x-19-panel-16-hd15-female-female-svga-couplers
PR175HD16B | 1.75×19英寸（4.4×48.3厘米）HDMI配线架，16个HDMI母头/母头耦合器 | 444.4704 | https://www.l-com.cn/patch-panel-server-rack-175-x-19-hdmi-patch-panel-16-hdmi-female-female-couplers
PR175LC96 | 架装配线架，96个LC耦合器，多模/青铜套管 | 586.6205 | https://www.l-com.cn/patch-panel-server-rack-rack-panel-96-lc-couplers-multimode-bronze-sleeves
PR175LC96-SM | 架装配线架，96个LC耦合器，单模/陶瓷套管 | 591.8629 | https://www.l-com.cn/patch-panel-server-rack-rack-panel-96-lc-couplers-single-mode-ceramic-sleeves
PR175MT16B | 1.75×19英寸（4.4×48.3厘米）配线架，带16个MT-RJ耦合器 | 405.24 | https://www.l-com.cn/patch-panel-server-rack-175-x-19-patch-panel-w-16-mt-rj-couplers
PR175N16BLK | 1.75" (1U) Panel, 16 N-type 50 Ohm Couplers installed | 522.3879 | https://www.l-com.cn/patch-panel-server-rack-175-1u-panel-16-n-type-50-ohm-couplers-installed
PR175-R5E-12 | 1.75英寸（4.44厘米）×19英寸（48厘米）（1U）12端口直角型超5类直插耦合器配线板，非屏蔽 | 227.0783 | https://www.l-com.cn/1.75-inchx19-inch-1u-12-port-right-angle-category-5e-feed-thru-coupler-panel-unshielded-pr175-r5e-12
PR175R5E-16 | 1.75×19英寸（4.4×48.3厘米）（1U）16端口直角型Keystone超5类直插式配线架，非屏蔽 | 316.0656 | https://www.l-com.cn/patch-panel-server-rack-175x19-1u-16-port-right-angle-keystone-category-5e-feed-thru-panel-unshielded
PR175-R6-12 | 1.75英寸（4.44厘米）×19英寸（48厘米）（1U）12端口直角型6类直插耦合器配线板，非屏蔽 | 267.7198 | https://www.l-com.cn/1.75-inchx19-inch-1u-12-port-right-angle-category-6-feed-thru-coupler-panel-unshielded-pr175-r6-12
PR175RCA16 | 1.75×19英寸（4.4×48.3厘米）配线架，黑，16个RCA耦合器 | 263.8944 | https://www.l-com.cn/patch-panel-server-rack-175-x-19-panel-black-16-rca-couplers
PR175SC48 | Rack Panel, 48 SC Couplers Multimode-Bronze Sleeves | 396.4356 | https://www.l-com.cn/patch-panel-server-rack-rack-panel-48-sc-couplers-multimode-bronze-sleeves
PR175SC48M | Rack Panel, 48 Metal SC Couplers Multimode-Bronze Sleeves | 455.4 | https://www.l-com.cn/patch-panel-server-rack-rack-panel-48-metal-sc-couplers-multimode-bronze-sleeves
PR175SC48M-SM | Rack Panel, 48 SC Metal Couplers Single mode-Ceramic Sleeves | 640.4508 | https://www.l-com.cn/patch-panel-server-rack-rack-panel-48-sc-metal-couplers-single-mode-ceramic-sleeves
PR175SC48-SM | Rack Panel, 48 SC Couplers Single mode-Ceramic Sleeves | 563.5825 | https://www.l-com.cn/patch-panel-server-rack-rack-panel-48-sc-couplers-single-mode-ceramic-sleeves
PR175SC48-SMA | Rack Panel, 48 SC Couplers Single mode APC | 924.627 | https://www.l-com.cn/patch-panel-server-rack-rack-panel-48-sc-couplers-single-mode-apc
PR175SCDLCQ24 | 1.75" Blank Rack Panel Accepts 24 Duplex SC or Quad LC Couplers | 119.9286 | https://www.l-com.cn/patch-panel-server-rack-175-blank-rack-panel-accepts-24-duplex-sc-or-quad-lc-couplers
PR175SR5E-16 | 1.75×19英寸（4.4×48.3厘米）（1U）16端口直角型Keystone超5类直插式配线架，屏蔽 | 376.3066 | https://www.l-com.cn/patch-panel-server-rack-175x19-1u-16-port-right-angle-keystone-category-5e-feed-thru-panel-shielded
PR175SR6-16 | 1.75×19英寸（4.4×48.3厘米）（1U）16端口直角型6类直插式配线架，屏蔽 | 297.3168 | https://www.l-com.cn/patch-panel-server-rack-175x19-1u-16-port-right-angle-category-6-feed-thru-panel-shielded
PR175ST16CMB | 1.75in/4.4cm面板，带16个ST青铜耦合器和绑线器 | 172.4071 | https://www.l-com.cn/patch-panel-server-rack-175-panel-16-st-bronze-couplers-w-cable-minder
PR175ST16CMB-SM | 1.75in/4.4cm面板，带16个ST陶瓷耦合器和绑线器 | 229.8628 | https://www.l-com.cn/patch-panel-server-rack-175-panel-16-st-ceramic-couplers-w-cable-minder
PR175UJ16B | 1.75×19英寸（4.4×48.3厘米）（1U）配线架，带16个Keystone插槽 | 56.69 | https://www.l-com.cn/patch-panel-server-rack-175x19-1u-16-port-keystone-slots-panel
PR175UT568 | 1.75×19英寸（4.4×48.3厘米）（1U）16端口薄型偏体式超5类直插配线架，非屏蔽 | 247.1832 | https://www.l-com.cn/patch-panel-server-rack-175x19-1u-16-port-low-profile-offset-category-5e-feed-thru-panel-unshielded
PR175UT568S | 1.75×19英寸（4.4×48.3厘米）（1U）16端口薄型偏体式超5类直插配线架，屏蔽 | 277.002 | https://www.l-com.cn/patch-panel-server-rack-175x19-1u-16-port-low-profile-offset-category-5e-feed-thru-panel-shielded
PR175XLR-BNK | 1.75×19英寸（4.4×48.3厘米）空白配线架，带12个XLR开口，黑 | 83.7474 | https://www.l-com.cn/patch-panel-server-rack-175-x-19-blank-panel-w-12-xlr-cutouts-black
PR175XLRF-12 | 1.75×19英寸（4.4×48.3厘米）配线架，黑，12个XLR母头连接器 | 186.3689 | https://www.l-com.cn/patch-panel-server-rack-175-x-19-panel-black-12-xlr-female-connectors
PR175XLRM-12 | 1.75×19英寸（4.4×48.3厘米）配线架，黑，12个XLR公头连接器 | 188.2584 | https://www.l-com.cn/patch-panel-server-rack-175-x-19-panel-black-12-xlr-male-connectors
PR35-19X23 | 3.5英寸（8.9厘米）配线架扩展器套件，19英寸（48.3厘米）至23英寸（58.4厘米） | 40.9781 | https://www.l-com.cn/patch-panel-server-rack-35-inch-2u-19-inch-to-23-inch-rack-panel-extender-kit
PR35-24KS | 3.5英寸（8.9厘米）×19英寸（48厘米）（2U）24端口Keystone空槽配线板 | 43.956 | https://www.l-com.cn/3.5-inchx19-inch-2u-24-port-keystone-slot-panel-pr35-24ks
PR35-3208 | 3.5×19英寸（8.9×48.3厘米）配线架套件，带32个RJ45（8×8）Keystone插座 | 713.5603 | https://www.l-com.cn/patch-panel-server-rack-350x19-panel-kit-with-32-rj45-8x8-keystone-jacks
PR35-32BLK | 3.5英寸（8.9厘米）配线架，黑，32个0.5英寸（12.7毫米）D型孔 | 72.8376 | https://www.l-com.cn/patch-panel-server-rack-350-panel-black-32-05-d-holes
PR35-32CMB | 3.50in/8.9cm面板（黑色），带32个直径0.5in/1.3cm的D型孔和绑线器 | 113.22 | https://www.l-com.cn/patch-panel-server-rack-350-panel-black-32-05-d-holes-w-cable-minder
PR35-48KS-CM | 3.5英寸 x19英寸（2U）48端口梯形插槽面板，带有电缆管理器 | 142.56 | https://www.l-com.cn/patch-panel-server-rack-35x19-2u-48-port-keystone-slots-panel-with-cable-manager
PR35B3275BLK | 3.5英寸（8.9厘米）配线架，黑，32个75欧姆绝缘BNC适配器 | 443.3141 | https://www.l-com.cn/patch-panel-server-rack-350-panel-black-32-75-ohm-bnc-adapters-insulated
PR35B32BLK | 3.5英寸（8.9厘米）配线架，黑，32个绝缘BNC适配器 | 341.0098 | https://www.l-com.cn/patch-panel-server-rack-350-panel-black-32-bnc-adapters-insulated
PR35B32GBLK | 3.5英寸（8.9厘米）配线架，黑，32个接地BNC适配器，带把手 | 462.0741 | https://www.l-com.cn/patch-panel-server-rack-350-panel-black-32-bnc-adapters-grounded-w-handles
PR35B32GCMB | 3.5英寸（8.9厘米）配线架，黑，32个接地BNC适配器，带后侧理线架 | 463.5259 | https://www.l-com.cn/patch-panel-server-rack-350-panel-black-32-bnc-adapters-grounded-w-rear-cable-minder
PR35BLK | L-com 3.5×19英寸（8.9×48.3厘米）空白钢制配线架 | 104.1276 | https://www.l-com.cn/patch-panel-server-rack-l-com-35-x-19-blank-steel-panel
PR35BX32GBLK | 3.50in面板，带32个50欧姆、自动端接BNC适配器 | 518.684 | https://www.l-com.cn/patch-panel-server-rack-350-panel-32-auto-terminating-bnc-adapters-50-ohm
PR35-C5E-24 | 3.5英寸（8.9厘米）×19英寸（48厘米）（2U）24端口超5类直插耦合器配线板，非屏蔽 | 341.0051 | https://www.l-com.cn/3.5-inchx19-inch-2u-24-port-category-5e-feed-thru-coupler-panel-unshielded-pr35-c5e-24
PR35-C5E-24M | 3.5英寸（8.9厘米）×19英寸（48厘米）（2U）24端口超5类直插微耦合器耦合器配线板，非屏蔽 | 428.8221 | https://www.l-com.cn/3.5-inchx19-inch-2u-24-port-category-5e-feed-thru-mini-coupler-coupler-panel-unshielded-pr35-c5e-24m
PR35C5E-32 | 3.5×19英寸（8.9×48.3厘米）（2U）32端口薄型直体式超5类直插配线架，非屏蔽 | 306.7144 | https://www.l-com.cn/patch-panel-server-rack-35x19-2u-32-port-low-profile-straight-category-5e-feed-thru-panel-unshielded
PR35C5E-32S | 3.5×19英寸（8.9×48.3厘米）（2U）32端口薄型直体式超5类直插配线架，屏蔽 | 418.2948 | https://www.l-com.cn/patch-panel-server-rack-35x19-2u-32-port-low-profile-straight-category-5e-feed-thru-panel-shielded
PR35-C5E-48-CM | 3.5英寸 x19英寸（2U）48端口5e类直通耦合器面板，带有电缆管理器 | 573.6852 | https://www.l-com.cn/patch-panel-server-rack-35x19-2u-48-port-category-5e-feed-thru-coupler-panel-with-cable-manager
PR35-C5E-48M-CM | 3.5"x19" (2U) 48 Port Low Profile Category 5e Feed-Thru Mini-Coupler panel w/Cable Manager | 519.365 | https://www.l-com.cn/patch-panel-server-rack-35x19-2u-48-port-low-profile-category-5e-feed-thru-mini-coupler-panel-w-cable-manager
PR35-C6-24 | 3.5英寸（8.9厘米）×19英寸（48厘米）（2U）24端口6类直插耦合器配线板，非屏蔽 | 394.7233 | https://www.l-com.cn/3.5-inchx19-inch-2u-24-port-category-6-feed-thru-coupler-panel-unshielded-pr35-c6-24
PR35-C6-24M | 3.5英寸（8.9厘米）×19英寸（48厘米）（2U）24端口6类直插短体耦合器耦合器配线板，非屏蔽 | 452.9991 | https://www.l-com.cn/3.5-inchx19-inch-2u-24-port-category-6-feed-thru-mini-coupler-coupler-panel-unshielded-pr35-c6-24m
PR35C6-32 | 3.5×19英寸（8.9×48.3厘米）（2U）32端口薄型6类直插式配线架，非屏蔽 | 348.0048 | https://www.l-com.cn/patch-panel-server-rack-35x19-2u-32-port-low-profile-category-6-feed-thru-panel-unshielded
PR35C6-32S | 3.5×19英寸（8.9×48.3厘米）（2U）32端口薄型6类直插式配线架，屏蔽 | 465.5376 | https://www.l-com.cn/patch-panel-server-rack-35x19-2u-32-port-low-profile-category-6-feed-thru-panel-shielded
PR35C6-32SM | 3.5×19英寸（8.9×48.3厘米）（2U）32端口薄型6类直插式配线架，屏蔽薄型微耦合器 | 457.9106 | https://www.l-com.cn/patch-panel-server-rack-35x19-2u-32-port-low-profile-category-6-feed-thru-panel-shielded-low-profile-mini-coupler
PR35-C6-48-CM | 3.5"x19" (2U) 48 Port Category 6 Feed-Thru Coupler panel with Cable Manager | 779.6369 | https://www.l-com.cn/patch-panel-server-rack-35x19-2u-48-port-category-6-feed-thru-coupler-panel-with-cable-manager
PR35-C6A-24 | 3.5英寸（8.9厘米）×19英寸（48厘米）（2U）24端口超6类直插耦合器配线板，非屏蔽 | 434.2932 | https://www.l-com.cn/3.5-inchx19-inch-2u-24-port-category-6a-feed-thru-coupler-panel-unshielded-pr35-c6a-24
PR35C6A-32 | 3.5×19英寸（8.9×48.3厘米）（2U）32端口薄型超6类直插式配线架，非屏蔽 | 465.3551 | https://www.l-com.cn/patch-panel-server-rack-35x19-2u-32-port-low-profile-category-6a-feed-thru-panel-unshielded
PR35C6A-32S | 3.5×19英寸（8.9×48.3厘米）32端口薄型超6类直插式配线架，屏蔽 | 605.1197 | https://www.l-com.cn/patch-panel-server-rack-35x19-32-port-low-profile-category-6a-feed-thru-panel-shielded
PR35-C6A-48-CM | 3.5英寸 x19英寸（2U）48端口类别6a直通耦合器面板，带有电缆管理器 | 913.7727 | https://www.l-com.cn/patch-panel-server-rack-35x19-2u-48-port-category-6a-feed-thru-coupler-panel-with-cable-manager
PR35DS2516B | 3.5×19英寸（8.9×48.3厘米）空白配线架，带16个通用DB25/HD44开口，黑 | 71.2378 | https://www.l-com.cn/patch-panel-server-rack-35-x-19-blank-panel-w-16-universal-db25-hd44-cutouts-black
PR35DS3716B | 3.5×19英寸（8.9×48.3厘米）空白配线架，带16个通用DB37/HD62开口，黑 | 135.861 | https://www.l-com.cn/patch-panel-server-rack-35-x-19-blank-panel-w-16-universal-db37-hd62-cutouts-black
PR35DS932B | 3.5×19英寸（8.9×48.3厘米）空白配线架，带32个通用DB9/HD15/HDMI开口，黑 | 77.1804 | https://www.l-com.cn/patch-panel-server-rack-35-x-19-blank-panel-w-32-universal-db9-hd15-hdmi-cutouts-black
PR35DSC32C | 3.5英寸（8.9厘米）配线架，32个多模双芯SC耦合器 | 491.94 | https://www.l-com.cn/patch-panel-server-rack-350-panel-32-duplex-sc-couplers-multimode
PR35DSC32C-SM | 3.5英寸（8.9厘米）配线架，32个单模双芯SC耦合器 | 754.5236 | https://www.l-com.cn/patch-panel-server-rack-350-panel-32-duplex-sc-couplers-single-mode
PR35DVIFB | 3.5×19英寸（8.9×48.3厘米）配线架，16个DVI母头/母头耦合器 | 652.44 | https://www.l-com.cn/patch-panel-server-rack-350-x-19-panel-16-dvi-female-female-couplers
PR35-EVTBLK | 3.5英寸（8.9厘米）空白填充配线架，钢制，垂直开槽 | 80.784 | https://www.l-com.cn/patch-panel-server-rack-350-blank-filler-panel-vertical-vented-steel
PR35F32 | 3.5×19英寸（8.9×48.3厘米）配线架，带32个F型耦合器，黑 | 304.9816 | https://www.l-com.cn/patch-panel-server-rack-35-x-19-panel-black-32-f-coupler
PR35F504B | 3.5英寸（8.9厘米）空白架装配线架，可配置32个耦合器 | 256.0846 | https://www.l-com.cn/patch-panel-server-rack-350-blank-rack-panel-accepts-32-couplers
PR35F504B-4S | 3.5英寸（8.9厘米）32端口配线架，RJ11（6×4），直连布线 | 636.57 | https://www.l-com.cn/patch-panel-server-rack-350-32-port-panel-rj11-6x4-straight-thru
PR35F504B-8SK | 3.5英寸（8.9厘米）32端口配线架，RJ45（8×8），直连布线，自锁型 | 700.1544 | https://www.l-com.cn/patch-panel-server-rack-350-32-port-panel-rj45-8x8-straight-keyed
PR35F504B-C6 | 带 32 个 6 类耦合器的 3.50 / 8.9cm 面板，无屏蔽 | 612.0708 | https://www.l-com.cn/patch-panel-server-rack-350-32-port-ecf-flange-mounted-category-6-feed-thru-panel-unshielded
PR35F504B-C6M | 3.5英寸（8.9厘米）32端口ECF法兰安装式6类直插配线架，非屏蔽薄型微耦合器 | 693.648 | https://www.l-com.cn/patch-panel-server-rack-350-32-port-ecf-flange-mounted-category-6-feed-thru-panel-unshielded-low-profile-mini-coupler
PR35F504B-SC5 | 带32个ECF系列法兰安装、直通型超五类耦合器的3.55 / 8.9cm 面板，屏蔽 | 601.79 | https://www.l-com.cn/patch-panel-server-rack-350-32-port-ecf-flange-mounted-category-5e-feed-thru-panel-shielded
PR35F504B-SC6 | 带 32 个 6 类耦合器的 3.50 / 8.9cm 面板，屏蔽 | 706.6017 | https://www.l-com.cn/patch-panel-server-rack-350-32-port-ecf-flange-mounted-category-6-feed-thru-panel-shielded
PR35F504B-SC6A | 3.5英寸（8.9厘米）32端口ECF法兰安装式超6类直插配线架，屏蔽 | 870.0437 | https://www.l-com.cn/patch-panel-server-rack-350-32-port-ecf-flange-mounted-category-6a-feed-thru-panel-shielded
PR35F504-UAAS | 3.5英寸（8.9厘米）32端口配线架，USB A型/A型Keystone耦合器，屏蔽 | 761.94 | https://www.l-com.cn/patch-panel-server-rack-350-32-port-panel-usb-a-a-keystone-style-coupler-shielded
PR35F504-UABS | 3.5英寸（8.9厘米）32端口配线架，USB A型/B型法兰安装式耦合器，屏蔽 | 616.5126 | https://www.l-com.cn/patch-panel-server-rack-350-32-port-panel-usb-a-b-flanged-coupler-shielded
PR35FC32CMB-SM | 3.50in/8.9cm面板，带32个FC陶瓷耦合器和绑线器 | 644.82 | https://www.l-com.cn/patch-panel-server-rack-350-panel-32-fc-ceramic-couplers-w-cable-minder
PR35-FSP-6 | 3.5×19英寸（8.9×48.3厘米）（2U）配线架，带6个FSP系列开口 | 77.3626 | https://www.l-com.cn/patch-panel-server-rack-2u-35-x19-with-6-fsp-series-sub-panel-openings
PR35GB25FB | 3.5英寸（8.9厘米）×19英寸（48.3厘米）面板，带16个DB25母头/母头耦合器 | 255.9435 | https://www.l-com.cn/patch-panel-server-rack-350-x-19-panel-16-db25-female-female-couplers
PR35GB37FB | 3.5英寸（8.9厘米）×19英寸（48.3厘米）面板，带16个DB37母头/母头耦合器 | 378.4359 | https://www.l-com.cn/patch-panel-server-rack-350-x-19-panel-16-db37-female-female-couplers
PR35GB932B | 3.5英寸（8.9厘米）×19英寸（48.3厘米）面板，带32个DB9母头/母头耦合器 | 343.1637 | https://www.l-com.cn/patch-panel-server-rack-35-x-19-panels-with-32-db9-female-female-couplers
PR35HD1532B | 3.5×19英寸（8.9×48.3厘米）配线架，带32个HD15母头/母头SVGA耦合器 | 423.456 | https://www.l-com.cn/patch-panel-server-rack-350-x-19-panel-32-hd15-female-female-svga-couplers
PR35HD32B | 3.5×19英寸（8.9×48.3厘米）高DMI配线架，带32个HDMI母头/母头耦合器 | 782.2584 | https://www.l-com.cn/patch-panel-server-rack-350-x-19-hdmi-patch-panel-32-hdmi-female-female-couplers
PR35R5E-32 | 3.5×19英寸（8.9×48.3厘米）（2U）32端口直角型Keystone超5类直插式配线架，非屏蔽 | 603.7509 | https://www.l-com.cn/patch-panel-server-rack-35x19-2u-32-port-right-angle-keystone-category-5e-feed-thru-panel-unshielded
PR35RCA32 | 3.5×19英寸（8.9×48.3厘米）配线架，带32个RCA耦合器，黑 | 429.792 | https://www.l-com.cn/patch-panel-server-rack-35-x-19-panel-black-32-rca-couplers
PR35SR5E-32 | 3.5×19英寸（8.9×48.3厘米）（2U）32端口直角型Keystone超5类直插式配线架，屏蔽 | 681.3734 | https://www.l-com.cn/patch-panel-server-rack-35x19-2u-32-port-right-angle-keystone-category-5e-feed-thru-panel-shielded
PR35ST32CMB | 3.50in/8.9cm面板，带32个ST青铜耦合器和绑线器 | 355.8908 | https://www.l-com.cn/patch-panel-server-rack-350-panel-32-st-bronze-couplers-w-cable-minder
PR35ST32CMB-SM | 3.50in/8.9cm面板，带32个ST陶瓷耦合器和绑线器 | 522.4032 | https://www.l-com.cn/patch-panel-server-rack-350-panel-32-st-ceramic-couplers-w-cable-minder
PR35UT568 | 3.5×19英寸（8.9×48.3厘米）（2U）32端口薄型偏体式超5类直插配线架，非屏蔽 | 490.8329 | https://www.l-com.cn/patch-panel-server-rack-35x19-2u-32-port-low-profile-offset-category-5e-feed-thru-panel-unshielded
PR35UT568B | 3.5×19英寸（8.9×48.3厘米）（2U）配线架，带32个Keystone开槽 | 102.2155 | https://www.l-com.cn/patch-panel-server-rack-35x19-2u-32-port-keystone-slots-panel
PR35UT568S | 3.5×19英寸（8.9×48.3厘米）（2U）32端口薄型偏体式超5类直插配线架，屏蔽 | 565.2082 | https://www.l-com.cn/patch-panel-server-rack-35x19-2u-32-port-low-profile-offset-category-5e-feed-thru-panel-shielded
PR35XLR-BNK | 3.5×19英寸（8.9×48.3厘米）空白配线架，带24个XLR开口，黑 | 150.7651 | https://www.l-com.cn/patch-panel-server-rack-35-x-19-blank-panel-w-24-xlr-cutouts-black
PR525-48KS | 5.25英寸（13.3厘米）×19英寸（48厘米）（3U）48端口Keystone空槽配线板 | 65.34 | https://www.l-com.cn/5.25-inchx19-inch-3u-48-port-keystone-slot-panel-pr525-48ks
PR525-C5E-48 | 5.25英寸（13.3厘米）×19英寸（48厘米）（3U）48端口超5类直插耦合器配线板，非屏蔽 | 562.12 | https://www.l-com.cn/5.25-inchx19-inch-3u-48-port-category-5e-feed-thru-coupler-panel-unshielded-pr525-c5e-48
PR525-C5E-48M | 5.25英寸（13.3厘米）×19英寸（48厘米）（3U）48端口超5类直插微耦合器耦合器配线板，非屏蔽 | 737.7322 | https://www.l-com.cn/5.25-inchx19-inch-3u-48-port-category-5e-feed-thru-mini-coupler-coupler-panel-unshielded-pr525-c5e-48m
PR525-C6-48 | 5.25英寸（13.3厘米）×19英寸（48厘米）（3U）48端口6类直插耦合器配线板，非屏蔽 | 530.8222 | https://www.l-com.cn/5.25-inchx19-inch-3u-48-port-category-6-feed-thru-coupler-panel-unshielded-pr525-c6-48
PR525-C6-48M | 5.25英寸（13.3厘米）×19英寸（48厘米）（3U）48端口6类直插短体耦合器耦合器配线板，非屏蔽 | 787.9568 | https://www.l-com.cn/5.25-inchx19-inch-3u-48-port-category-6-feed-thru-mini-coupler-coupler-panel-unshielded-pr525-c6-48m
PR525-C6A-48 | 5.25英寸（13.3厘米）×19英寸（48厘米）（3U）48端口超6类直插耦合器配线板，非屏蔽 | 838.077 | https://www.l-com.cn/5.25-inchx19-inch-3u-48-port-category-6a-feed-thru-coupler-panel-unshielded-pr525-c6a-48
PR525-FSP-12 | 5.25×19英寸（13.3×48.3厘米）（3U）配线架，带12个FSP系列面板开口 | 151.8547 | https://www.l-com.cn/patch-panel-server-rack-3u-525-x19-with-12-fsp-series-sub-panel-openings
PR-CMB | 1.75in/4.4cm线缆绑线器套件，用于19.0in/48.2cm面板 | 66.5184 | https://www.l-com.cn/patch-panel-server-rack-175-cable-management-bracket-kit-for-19-panels
PS1212-21R | 电源，12V直流@12W，110/220V交流，2.1毫米直流插头 | 22.4928 | https://www.l-com.cn/power-products-power-supply-12vdc12w-110-220-vac-21mm-dc-plug
PS1212-POE | 桌面式PoE接入器/中继器，带12VDC 12W集成电源 | 35.3232 | https://www.l-com.cn/power-over-ethernet-desktop-poe-injector-midspan-w-integral-power-supply-12vdc-12-watt
PS1219-25R | 电源，12V直流@19W，110/220V交流，直角型2.5毫米直流插头 | 61.776 | https://www.l-com.cn/power-products-power-supply-12vdc19w-110-220-vac-25mm-right-angle-dc-plug
PS1224-21R | 电源，12V直流@24W，110/220V交流，2.1毫米直流插头 | 44.5805 | https://www.l-com.cn/power-products-power-supply-12vdc24w-110-220-vac-21mm-dc-plug
PS1240-21R | 电源，12V直流@40W，110/220V交流，2.1毫米直流插头 | 70.8274 | https://www.l-com.cn/power-products-power-supply-12vdc40w-110-220-vac-21mm-dc-plug
PS1566 | 电源，15V直流@70W（4.66A），110/220V交流，2.1毫米内径直流插头 | 178.2 | https://www.l-com.cn/power-products-power-supply-15vdc70w466-amps-110-220-vac-dc-plug-21mm-id
PS2424-25R | 电源，24V直流@24W，110/220V交流，直角型2.5毫米直流插头 | 68.112 | https://www.l-com.cn/power-products-power-supply-24vdc24w-110-220-vac-25mm-right-angle-dc-plug
PS2424-POE | 桌面式PoE接入器/中继器，带24VDC 24W集成式电源 | 45.4608 | https://www.l-com.cn/power-over-ethernet-desktop-10-100-poe-injector-midspan-w-integral-power-supply-24vdc-24-watt
PS4820GB-POE-1 | 桌面式千兆级PoE供电器/中跨，带一体式电源，48V直流20W | 50.1395 | https://www.l-com.cn/power-over-ethernet-desktop-gigabit-poe-injector-midspan-w-integral-power-supply-48vdc-20w
PS4820-POE-1 | 桌面式PoE接入器/中继器，带48VDC 20W集成电源 | 107.0388 | https://www.l-com.cn/power-over-ethernet-desktop-poe-injector-midspan-w-integral-power-supply-48vdc-20-watt
PS4834GB-POE-2 | 双端口千兆级PoE供电器/中跨，带一体式电源，48V直流33.5W | 110.8695 | https://www.l-com.cn/power-over-ethernet-2-port-gigabit-poe-injector-midspan-w-integral-power-supply-48vdc-335w
PS4848-25R | 电源，48V直流@48W，110/220V交流，2.5毫米直流插头 | 89.496 | https://www.l-com.cn/power-products-power-supply-48vdc48w-110-220-vac-25mm-dc-plug
PS4860GB-POE | 桌面式千兆级PoE供电器/中跨，带一体式电源，48V直流60W | 91.1815 | https://www.l-com.cn/power-over-ethernet-desktop-gigabit-poe-injector-midspan-w-integral-power-supply-48vdc-60w
PS4870-25R | 电源，48V直流@70W，110/220V交流，2.5毫米直流插头 | 166.1945 | https://www.l-com.cn/power-products-power-supply-48vdc70w-110-220-vac-25mm-dc-plug
PS56118-25R | 电源，56V直流@117.6W，110/220V交流，直角型2.5毫米直流插头 | 286.5939 | https://www.l-com.cn/power-products-power-supply-56vdc1176w-110-220-vac-25mm-right-angle-dc-plug
PS5656-POE | 桌面式10/100 PoE供电器/中跨，带一体式电源，56V直流56W | 65.4067 | https://www.l-com.cn/power-over-ethernet-desktop-10-100-poe-injector-midspan-w-integral-power-supply-56vdc-56-watt
PS909-21R | 电源，9V直流@9W，110/220V交流，2.1毫米直流插头 | 32.3878 | https://www.l-com.cn/power-products-power-supply-9vdc9w-110-220-vac-21mm-dc-plug
PSCORD2 | 电源线，二叉，1英尺（30.5厘米） | 2.376 | https://www.l-com.cn/power-products-power-supply-cord-2-prong-1
PSCORD3 | 电源线，三叉，12英寸（30.5厘米） | 28.76 | https://www.l-com.cn/power-products-power-supply-cord-3-prong-12
PSU-IEC-5VDC-2.5A | 5V直流2.5A电源 | 313.3265 | https://www.l-com.cn/audio-video-5v-dc-25-a-power-supply
PSW1212-POE | 壁挂式PoE接入器/中继器，带12VDC 12W集成式电源 | 31.5216 | https://www.l-com.cn/nema-enclosures-poe-injector-midspan-w-integral-power-supply-12vdc-12-watt
PSW2424-POE | 壁挂式PoE接入器/中继器，带24VDC 24W集成式电源 | 32.868 | https://www.l-com.cn/nema-enclosures-poe-injector-midspan-w-integral-power-supply-24vdc-24-watt
PSW4824-POE | 壁挂式PoE接入器/中继器，带48VDC 24W集成式电源 | 30.7207 | https://www.l-com.cn/nema-enclosures-poe-injector-midspan-w-integral-power-supply-48vdc-24-watt
PT-FGSW-1822VHP | 以太网交换机，16个10/100TX 802.3at PoE+端口，2个千兆级TP/SFP Combo端口 | 1251.36 | https://www.l-com.cn/power-over-ethernet-16-port-10-100tx-8023at-poe-with-2-port-gigabit-tp-sfp-combo-ethernet-switch
RA-RCAMF | 直角型RCA适配器，公头/母头 | 7.3833 | https://www.l-com.cn/audio-video-right-angle-rca-adapter-male-to-female
PT-GS-4210-24P4C | 托管式交换机，24个10/100/1000T 802.3at PoE端口，4个千兆级TP/SFP Combo端口，220W | 2201.76 | https://www.l-com.cn/ethernet-switches-24-port-10-100-1000t-8023at-poe-4-port-gigabit-tp-sfp-combo-managed-switch-220-watt
PT-GSD-604HP | 桌面式千兆级以太网交换机，4个10/100/1000T 802.3at PoE+端口 | 324.72 | https://www.l-com.cn/power-over-ethernet-4-port-10-100-1000t-8023at-poe-desktop-gigabit-ethernet-switch
PT-IPOE-E202 | 工业级延长器，1个802.3at PoE+端口至2个802.3af PoE端口 | 937.2528 | https://www.l-com.cn/power-over-ethernet-industrial-1-port-8023at-poe-to-2-port-8023af-poe-extender
PT-LRP-101C-KIT | 单端口长距离同轴PoE延长套件 | 1188 | https://www.l-com.cn/power-over-ethernet-1-port-long-reach-poe-over-coax-extender-kit
PT-LRP-101U-KIT | 单端口长距离UTP PoE延长套件 | 1172.16 | https://www.l-com.cn/power-over-ethernet-1-port-long-reach-poe-over-utp-extender-kit
PTMC1500 | Planet 15槽媒体转换器机箱 | 1180.08 | https://www.l-com.cn/ethernet-converters-planet-15-slot-media-converter-chassis
PTNX1 | PTNX1 Coax Pocket Toner | 228.7296 | https://www.l-com.cn/test-equipment-ptnx1-coax-pocket-toner
PTNX2 | PTNX2 Advanced Coax Pocket Toner | 298.0296 | https://www.l-com.cn/test-equipment-ptnx2-advanced-coax-pocket-toner
PTNX2-CABLE | PTNX2 Cable Test Kit | 381.1896 | https://www.l-com.cn/test-equipment-ptnx2-cable-test-kit
PTNX2-DLX | PTNX2 Deluxe Test Kit | 644.5296 | https://www.l-com.cn/test-equipment-ptnx2-deluxe-test-kit
PTNX8-CABLE | PTNX8 Cable Test Kit | 616.8096 | https://www.l-com.cn/test-equipment-ptnx8-cable-test-kit
PTNX8-DLX | PTNX8 Deluxe Test Kit | 852.4296 | https://www.l-com.cn/test-equipment-ptnx8-deluxe-test-kit
PTNX8-VV-PRO | PTNX8 Voice/Video Test Kit | 991.0296 | https://www.l-com.cn/test-equipment-ptnx8-voice-video-test-kit
PT-POE-171 | 单端口10/100/1000Mbps PoE++供电器，60W | 285.12 | https://www.l-com.cn/power-over-ethernet-single-port-10-100-1000mbps-ultra-poe-injector-60-watts
PT-POE-171S | 单端口10/100/1000Mbps PoE++分离器，12V/19V/24V | 340.56 | https://www.l-com.cn/power-over-ethernet-single-port-10-100-1000mbps-ultra-poe-splitter-12v-19v-24v
PT-UPOE-800G | 8端口千兆级60W PoE++托管式供电器集线器（400W） | 2597.76 | https://www.l-com.cn/power-over-ethernet-8-port-gigabit-60w-ultra-poe-managed-injector-hub-400w
PT-WGS-804HP | 墙装千兆级以太网交换机，8个10/100/1000T端口，4个PoE+端口 | 681.12 | https://www.l-com.cn/power-over-ethernet-8-port-10-100-1000t-wall-mounted-gigabit-ethernet-switch-with-4-port-poe
PT-WGSW-24040HP4 | 托管式交换机，24个10/100/1000Mbps 802.3at PoE+端口，4个共享SFP端口，440W | 2518.56 | https://www.l-com.cn/ethernet-switches-24-port-10-100-1000mbps-8023at-poe-managed-switch-w-4-shared-sfp-ports-440w
R05-EQL-FF-DL | 双通道DVI延长器/均衡器 | 245.52 | https://www.l-com.cn/audio-video-dvi-dual-link-extender-equalizer
R05-EXT-DSS | UTP单通道DVI-D延长器 | 169.884 | https://www.l-com.cn/audio-video-utp-dvi-d-single-link-extender
RA098M | 模块化适配器，DB9 公头 / RJ45 (8x8) 插座 | 15.6485 | https://www.l-com.cn/ethernet-modular-adapter-db9-male-rj45-8x8-jack
RA2510F | 模块化适配器，DB25 母头 / 10 Pin 模块化插座 | 25.5719 | https://www.l-com.cn/ethernet-modular-adapter-db25-female-10-pin-modular-jack
RA2510M | 模块化适配器，DB25 公头 / 10 Pin 模块化插座 | 29.1456 | https://www.l-com.cn/ethernet-modular-adapter-db25-male-10-pin-modular-jack
RA256M | 模块化适配器，DB25 公头 / RJ12 (6x6) 插座 | 15.612 | https://www.l-com.cn/ethernet-modular-adapter-db25-male-rj12-6x6-jack
RA2588F | 模块化适配器，DB25母头 / 双RJ45模块化插座 | 29.2874 | https://www.l-com.cn/ethernet-modular-adapter-db25-female-dual-rj45-8x8-jacks
RA258F | 模块化适配器，DB25 母头 / RJ45 (8x8) 插座 | 12.9626 | https://www.l-com.cn/ethernet-modular-adapter-db25-female-rj45-8x8-jack
RA258M | 模块化适配器，DB25 公头 / RJ45 (8x8) 插座 | 17.3001 | https://www.l-com.cn/ethernet-modular-adapter-db25-male-rj45-8x8-jack
RA50FFF | 压接式Y跳线，母头/母头/母头，10件/袋 | 12.0833 | https://www.l-com.cn/ethernet-crimp-poke-y-jumpers-female-female-female-pkg-10
RA50FMF | 压接式Y跳线，母头/公头/母头，10件/袋 | 6.7877 | https://www.l-com.cn/ethernet-crimp-poke-y-jumpers-female-male-female-pkg-10
RA50MF | 压接式直跳线，公头/母头，10件/袋 | 5.6366 | https://www.l-com.cn/ethernet-straight-jumper-wires-male-female-pkg-10
RA50MFM | 压接式Y跳线，公头/母头/公头，10件/袋 | 4.894 | https://www.l-com.cn/ethernet-crimp-poke-y-jumpers-male-female-male-pkg-10
RBA096M | 模块化适配器，DB9公头 / RJ12 (6x6)插座,开槽螺丝 | 15.2122 | https://www.l-com.cn/ethernet-modular-adapter-db9-male-rj12-6x6-jack-slotted-screws
RBA098F | 模块化适配器，DB9母头 / RJ45 (8x8)插座,开槽螺丝 | 15.5824 | https://www.l-com.cn/ethernet-modular-adapter-db9-female-rj45-8x8-jack-slotted-screws
RBA098M | 模块化适配器，DB9公头 / RJ45 (8x8)插座,开槽螺丝 | 13.7229 | https://www.l-com.cn/ethernet-modular-adapter-db9-male-rj45-8x8-jack-slotted-screws
RBA256F | 模块化适配器，DB25母头 / RJ12 (6x6)插座,开槽螺丝 | 7.76 | https://www.l-com.cn/ethernet-modular-adapter-db25-female-rj12-6x6-jack-slotted-screws
RBA258F | 模块化适配器，DB25母头 / RJ45 (8x8)插座,开槽螺丝 | 8.304 | https://www.l-com.cn/ethernet-modular-adapter-db25-female-rj45-8x8-jack-slotted-screws
RBMIDB09F | Interface Module, DB9 Female | 241.142 | https://www.l-com.cn/d-sub-interface-module-db9-female
RBMIDB15F | Interface Module, DB15 Female | 143.4218 | https://www.l-com.cn/d-sub-interface-module-db15-female
RBMIDB25F | Interface Module, DB25 Female | 150.2278 | https://www.l-com.cn/d-sub-interface-module-db25-female
RBMIDB37F | Interface Module, DB37 Female | 254.6318 | https://www.l-com.cn/d-sub-interface-module-db37-female
RE04U-NM | 2.4GHz 4dBi桌面式全向天线，4英尺（1.2米），N型公头连接器 | 215.6616 | https://www.l-com.cn/wireless-antenna-24-ghz-4-dbi-desktop-omni-antenna-4ft-n-male-connector
RE04U-SM | 2.4GHz 4dBi桌面式全向天线，4英尺（1.2米），SMA公头连接器 | 226.4328 | https://www.l-com.cn/wireless-antenna-24-ghz-4-dbi-desktop-omni-antenna-4ft-sma-male-connector
RE05ER-RSP | 2.4GHz 5dBi全向天线刀形天线，反极性SMA插头连接器 | 39.1969 | https://www.l-com.cn/wireless-antenna-24-ghz-5-dbi-omni-blade-antenna-rp-sma-plug-connector
RE05U-MM | 2.4 GHz 5 dBi桌面式全向天线 - 4.0英尺MMCX连接器 | 34.056 | https://www.l-com.cn/wireless-antenna-24-ghz-5-dbi-desktop-omni-antenna-4ft-mmcx-connector
RE05U-RSP | 2.4 GHz 5 dBi桌面式全向天线 - 4.0英尺反极性SMA公头连接器 | 24.787 | https://www.l-com.cn/wireless-antenna-24-ghz-5-dbi-desktop-omni-antenna-4ft-rp-sma-connector
RE05U-RTP | 2.4 GHz 5 dBi桌面式全向天线 - 4.0英尺反极性TNC公头连接器 | 37.0011 | https://www.l-com.cn/wireless-antenna-24-ghz-5-dbi-desktop-omni-antenna-4ft-rp-tnc-plug-connector
RE08P-RSP | 2.4 GHz,8dBi,圆型板状天线,带4.0 ft/1.2 m长反极性SMA插头连接器引线 | 51.1746 | https://www.l-com.cn/wireless-antenna-24-ghz-8-dbi-round-patch-antenna-4ft-rp-sma-plug-connector
RE09P-NM | 2.4GHz 8dBi平板天线，4英尺（1.2米），N型公头连接器 | 219.6612 | https://www.l-com.cn/wireless-antenna-24-ghz-8-dbi-flat-patch-antenna-4ft-n-male-connector
RE09P-RSP | 2.4 GHz,8dBi,平板天线, 带4.0 ft/1.2 m长反极性SMA插头连接器引线 | 220.1826 | https://www.l-com.cn/wireless-antenna-24-ghz-8-dbi-flat-patch-antenna-4ft-rp-sma-plug-connector
RE09P-RTP | 2.4 GHz,8dBi,平板天线,带4.0 ft/1.2 m长反极性TNC插头连接器引线 | 131.0456 | https://www.l-com.cn/wireless-antenna-24-ghz-8-dbi-flat-patch-antenna-4ft-rp-tnc-plug-connector
RE09P-SM | 2.4GHz 8dBi平板天线，4英尺（1.2米），SMA公头连接器 | 234.75 | https://www.l-com.cn/wireless-antenna-24-ghz-8-dbi-flat-patch-antenna-4ft-sma-male-connector
RE09U-NF | 2.4GHz 9dBi桌面式全向天线，4英尺（1.2米），N型母头连接器 | 164.91 | https://www.l-com.cn/wireless-antenna-24-ghz-9-dbi-desktop-omni-antenna-4ft-n-female-connector
RE09U-RSP | 2.4 GHz 9 dBi桌面式全向天线 - 4.0英尺反极性SMA公头连接器 | 766.6758 | https://www.l-com.cn/wireless-antenna-24-ghz-9-dbi-desktop-omni-antenna-4ft-rp-sma-connector
RE11DP-NM | 2.4GHz 11dBi双极化分集/MIMO/802.11n天线，3英尺（0.9米），N型公头连接器 | 112.048 | https://www.l-com.cn/wireless-antenna-24-ghz-11-dbi-dual-polarization-diversity-mimo-80211n-antenna-3ft-n-male-connector
RE11DP-RSP | 2.4 GHz,11dbi 双极化分集/MIMO/802.11n天线, 带3.0 ft/0.9 m长反极性SMA插头连接器引线 | 224.2008 | https://www.l-com.cn/wireless-antenna-24-ghz-11-dbi-dual-polarization-diversity-mimo-80211n-antenna-3ft-rp-sma-plug-connector
RE11DP-RTP | 2.4 GHz,11dbi 双极化分集/MIMO/802.11n天线, 带3.0 ft/0.9 m长反极性TNC插头连接器引线 | 303.1776 | https://www.l-com.cn/wireless-antenna-24-ghz-11-dbi-dual-polarization-diversity-mimo-80211n-antenna-3ft-rp-tnc-plug-connector
RE1208P-SM | 1.2 GHz,8dBi,平板天线, 带3.0 ft/0.9 m长SMA公头连接器引线 | 184.1004 | https://www.l-com.cn/wireless-antenna-12-ghz-8-dbi-flat-patch-antenna-sma-male-connector
RE14P-RSP | 2.4 GHz,14dBi,平板范围延展天线,带4.0 ft/1.2 m长反极性SMA插头连接器引线 | 234.828 | https://www.l-com.cn/wireless-antenna-24-ghz-14-dbi-flat-panel-range-extender-antenna-4ft-rp-sma-plug-connector
RE1903U-TS9 | 800/1800/1900MHz三频段3dBi磁性安装式全向天线，TS9插头连接器 | 94.248 | https://www.l-com.cn/wireless-antenna-800-1800-1900-mhz-tri-band-3-dbi-mag-mount-omni-ts9-plug-connector
RE905U-SM | 800-900 MHz 5 dBi磁性吸盘全向天线，配SMA公头连接器 | 32.076 | https://www.l-com.cn/wireless-antenna-800-900-mhz-5-dbi-mag-mount-omni-sma-male-connector
REC096FD | 模块化适配器，DB9 母头 / MMJ (6x6) 插座50 μ / 0.762 μm 厚镀金层 | 14.4936 | https://www.l-com.cn/ethernet-modular-adapter-db9-female-mmj-6x6-jack-50u-gold
REC096M | 模块化适配器，DB9 公头 / RJ12 (6x6) 插座50 μ / 0.762 μm 厚镀金层 | 20.0703 | https://www.l-com.cn/ethernet-modular-adapter-db9-male-rj12-6x6-jack-50u-gold
REC256M | 模块化适配器，DB25 公头 / RJ12 (6x6) 插座50 μ / 0.762 μm 厚镀金层 | 8.6328 | https://www.l-com.cn/ethernet-modular-adapter-db25-male-rj12-6x6-jack-50u-gold
REC258F | 模块化适配器，DB25 母头 /RJ45 (8x8) 插座50 μ / 0.762 μm 厚镀金层 | 28.7014 | https://www.l-com.cn/ethernet-modular-adapter-db25-female-rj45-8x8-jack-50u-gold
REC258M | 模块化适配器，DB25 公头 / RJ45 (8x8) 插座50 μ / 0.762 μm 厚镀金层 | 30.0993 | https://www.l-com.cn/ethernet-modular-adapter-db25-male-rj45-8x8-jack-50u-gold
REC-M124AFF-L | M12 4针A编码母头插座，IP67级，前端安装式，带0.2米导线 | 74.844 | https://www.l-com.cn/ethernet-m12-4-pin-a-code-female-receptacle-ip67-rated-front-mounting-style-with-02m-leads
REC-M124AFR-L | M12 4针A编码母头插座，IP67级，后端安装式，带0.2米导线 | 51.4397 | https://www.l-com.cn/ethernet-m12-4-pin-a-code-female-receptacle-ip67-rated-rear-mounting-style-with-02m-leads
REC-M124AMF-L | M12 4针A编码公头插座，IP67级，前端安装式，带0.2米导线 | 62.9267 | https://www.l-com.cn/ethernet-m12-4-pin-a-code-male-receptacle-ip67-rated-front-mounting-style-with-02m-leads
REC-M124AMR-L | M12 4针A编码公头插座，IP67级，后端安装式，带0.2米导线 | 58.9552 | https://www.l-com.cn/ethernet-m12-4-pin-a-code-male-receptacle-ip67-rated-rear-mounting-style-with-02m-leads
REC-M124FF-LEADS | M12 4针A编码母头插座，IP69K级，前端安装式，带0.3米导线 | 100.8533 | https://www.l-com.cn/ethernet-m12-4-position-a-code-female-receptacle-front-mount-with-03m-leads
REC-M124FR-LEADS | M12 4针A编码母头插座，IP69K级，后端安装式，带0.3米导线 | 158.03 | https://www.l-com.cn/ethernet-m12-4-position-a-code-female-receptacle-ip69k-rated-rear-mounting-style-with-03m-leads
REC-M124MR-LEADS | M12 4针A编码公头插座，IP69K级，后端安装式，带0.3米导线 | 69.4452 | https://www.l-com.cn/ethernet-m12-4-position-a-code-male-receptacle-ip69k-rated-rear-mounting-style-with-03m-leads
REC-M125FF-LEADS | M12 5针A编码母头插座，IP69K级，前端安装式，带0.3米导线 | 132.6105 | https://www.l-com.cn/ethernet-m12-5-position-a-code-female-receptacle-front-mount-with-03m-leads
REC-M125FR-LEADS | M12 5针A编码母头插座，IP69K级，后端安装式，带0.3米导线 | 104.1282 | https://www.l-com.cn/ethernet-m12-5-position-a-code-female-receptacle-ip69k-rated-rear-mounting-style-with-03m-leads
REC-M125MR-LEADS | M12 5针A编码公头插座，IP69K级，后端安装式，带0.3米导线 | 92.8422 | https://www.l-com.cn/ethernet-m12-5-position-a-code-male-receptacle-ip69k-rated-rear-mounting-style-with-03m-leads
REC-M128XFF | M12 8针X编码面板安装式屏蔽母头插座，前端安装式 | 143.8421 | https://www.l-com.cn/ethernet-m12-8-pin-x-code-female-shielded-panel-mount-receptacle-front-mount-style
REC-M128XFR | M12 8针X编码面板安装式屏蔽母头插座，后端安装式 | 121.968 | https://www.l-com.cn/ethernet-m12-8-pin-x-code-female-shielded-panel-mount-receptacle-rear-mount-style
REC-M83FF-LEADS | M8 3针母头插座，前端安装式，带0.3米导线 | 69.3053 | https://www.l-com.cn/ethernet-m8-3-pole-female-receptacle-front-mounting-style-with-03m-leads
REC-M83FR-LEADS | M8 3针母头插座，后端安装式，带0.3米导线 | 96.1 | https://www.l-com.cn/ethernet-m8-3-pole-female-receptacle-rear-mounting-style-with-03m-leads
REC-M83MR-LEADS | M8 3针公头插座，后端安装式，带0.3米导线 | 9.268 | https://www.l-com.cn/ethernet-m8-3-pole-male-receptacle-rear-mounting-style-with-03m-leads
REC-M84FF-LEADS | M8 4针母头插座，前端安装式，带0.3米导线 | 97.5744 | https://www.l-com.cn/ethernet-m8-4-pole-female-receptacle-front-mounting-style-with-03m-leads
REC-M84FR-LEADS | M8 4针母头插座，后端安装式，带0.3米导线 | 102.47 | https://www.l-com.cn/ethernet-m8-4-pole-female-receptacle-rear-mounting-style-with-03m-leads
REC-M84MR-LEADS | M8 4针公头插座，后端安装式，带0.3米导线 | 82.93 | https://www.l-com.cn/ethernet-m8-4-pole-male-receptacle-rear-mounting-style-with-03m-leads
RG174-500 | RG174/U同轴散装线缆,500 ft/152 m 线轴包装包装 | 512.4 | https://www.l-com.cn/coaxial-coaxial-bulk-cable-rg174-u-500-foot-spool
RG178BU | 同轴RG178BU柔性散装线缆，按英尺计 | 1.6633 | https://www.l-com.cn/coaxial-rg178bu-flexible-bulk-cable-by-the-foot-rg178bu
RG188A-1K | RG188A/U同轴散装线缆,1,000 ft/305 m 线轴包装包装 | 5742 | https://www.l-com.cn/coaxial-coaxial-bulk-cable-rg188a-u-1000-foot-spool
RG316-1K | RG316/U同轴散装线缆,1,000 ft/305 m 线轴包装包装 | 1428.81 | https://www.l-com.cn/coaxial-coaxial-bulk-cable-rg316-u-1000-foot-spool
RG59A-1K | RG59A/U同轴散装线缆，1,000ft/304.8m线轴包装 | 780 | https://www.l-com.cn/audio-video-coaxial-bulk-cable-rg59a-u-1000-foot-spool
RG62A-100 | 散装低损耗同轴线缆，RG62A/U，100ft/30.4m/卷 | 232.0956 | https://www.l-com.cn/coaxial-coaxial-bulk-cable-rg62a-u-100-foot-coil
RG62A-1K | 散装低损耗同轴线缆，RG62A/U，1,000ft/304.8m/轴 | 1529.505 | https://www.l-com.cn/coaxial-coaxial-bulk-cable-rg62a-u-1000-foot-spool
RG62A-500 | 散装低损耗同轴线缆，RG62A/U，500ft/152.4m/轴 | 515.28 | https://www.l-com.cn/coaxial-coaxial-bulk-cable-rg62a-u-500-foot-spool
RJ110C6A-S | 6A类屏蔽式Keystone RJ45插座 | 17.8202 | https://www.l-com.cn/ethernet-category-6a-shielded-keystone-rj45-jack
RJ31X | 模块化表面安装插座，配备短线柱，RJ31X（8x8） | 9.8802 | https://www.l-com.cn/ethernet-modular-surface-mount-jack-with-shorting-bars-rj31x-8x8
RJE110C5E90-PK | 超5类经济型插座直角式，RJ45/110，25个/袋 | 66.3125 | https://www.l-com.cn/ethernet-category-5e-economy-jack-rj45-110-90-degree-25-pack
RJE110C690-PK | 经济型6类插座，RJ45/110，90°，25件/袋 | 110.88 | https://www.l-com.cn/ethernet-category-6-economy-jack-rj45-110-90-degree-25-pack
RJTLC5E-BLK | 超5类免工具Keystone插座，RJ45 EIA568A/B，黑色 | 6.9678 | https://www.l-com.cn/ethernet-category-5e-keystone-jack-rj45-tool-less-eia568a-b-black
RJTLC5E-IV | 超5类免工具Keystone插座，RJ45 EIA568A/B，乳白色 | 6.5059 | https://www.l-com.cn/ethernet-category-5e-keystone-jack-rj45-tool-less-eia568a-b-ivory
RJTLC5E-POE | Category 5e Keystone Jack Tool-less w/ PoE+ Compliance | 9.108 | https://www.l-com.cn/ethernet-category-5e-keystone-jack-tool-less-w-poe-compliance
RJTLC5ES-POE | Category 5e Shielded Keystone Jack Tool-less w/ PoE+ Compliance | 12.672 | https://www.l-com.cn/ethernet-category-5e-shielded-keystone-jack-tool-less-w-poe-compliance
RJTLC5E-WT | 超5类免工具Keystone插座，RJ45 EIA568A/B，白色 | 6.5075 | https://www.l-com.cn/ethernet-category-5e-keystone-jack-rj45-tool-less-eia568a-b-white
RJTLC6A-POE | Category 6a Keystone Jack Tool-less w/ PoE+ Compliance | 13.068 | https://www.l-com.cn/ethernet-category-6a-keystone-jack-tool-less-w-poe-compliance
RJTLC6A-S | 6A类免工具屏蔽式RJ45 Keystone插座 | 20.75 | https://www.l-com.cn/ethernet-category-6a-tool-less-shielded-rj45-keystone-jack
RJTLC6AS-POE | Category 6a Shielded Keystone Jack Tool-less w/ PoE+ Compliance | 16.632 | https://www.l-com.cn/ethernet-category-6a-shielded-keystone-jack-tool-less-w-poe-compliance
RJTLC6-BLK | 6类免工具Keystone插座，RJ45 EIA568A/B，黑色 | 7.1432 | https://www.l-com.cn/ethernet-category-6-keystone-jack-rj45-tool-less-eia568a-b-black
RJTLC6-IV | 6类免工具Keystone插座，RJ45 EIA568A/B，乳白色 | 7.6032 | https://www.l-com.cn/ethernet-category-6-keystone-jack-rj45-tool-less-eia568a-b-ivory
RJTLC6-POE | Category 6 Keystone Jack Tool-less w/ PoE+ Compliance | 10.692 | https://www.l-com.cn/ethernet-category-6-keystone-jack-tool-less-w-poe-compliance
RJTLC6S-POE | Category 6 Shielded Keystone Jack Tool-less w/ PoE+ Compliance | 14.652 | https://www.l-com.cn/ethernet-category-6-shielded-keystone-jack-tool-less-w-poe-compliance
RJTLC6-WT | 6类免工具Keystone插座，RJ45 EIA568A/B，白色 | 7.128 | https://www.l-com.cn/ethernet-category-6-keystone-jack-rj45-tool-less-eia568a-b-white
RJTLC8S-POE | 以太网八类屏蔽梯形插孔，额定值为25-40gig，无需工具，符合PoE Plus Plus标准 | 20.196 | https://www.l-com.cn/ethernet-category-8-shielded-keystone-jack-rated-for-25-40gig-tool-less-w-poe-plus-plus-compliance
RLRB121LP01A | 加固型IP68级LC插头，双芯，多模，带防尘帽 | 753.0653 | https://www.l-com.cn/fiber-optic-ruggedized-lc-ip68-plug-duplex-multimode-w-dust-cap
RLRB121LP02B | 加固型IP68级LC插头，双芯，单模，带防尘帽 | 765.6571 | https://www.l-com.cn/fiber-optic-ruggedized-lc-ip68-plug-duplex-Single Mode-w-dust-cap
RLRB121LP02E | 加固型IP68级LC插头，双芯，单模，APC端面，带防尘帽 | 941.8032 | https://www.l-com.cn/fiber-optic-ruggedized-lc-ip68-plug-duplex-Single Mode-apc-polish-w-dust-cap
RLRD121LC01A | 加固型IP68级法兰安装式LC插座，双芯，多模，带防尘帽 | 367.9513 | https://www.l-com.cn/fiber-optic-ruggedized-lc-ip68-flange-mount-receptacle-duplex-multimode-w-dust-cap
RLRD121LC02B | 加固型IP68级法兰安装式LC插座，双芯，单模，带防尘帽 | 311.1055 | https://www.l-com.cn/fiber-optic-ruggedized-lc-ip68-flange-mount-receptacle-duplex-single-mode-w-dust-cap
RLRJ121LC01A | 加固型IP68级D38999防松螺母式LC插座，双芯，多模，带防尘帽 | 438.0219 | https://www.l-com.cn/fiber-optic-ruggedized-lc-ip68-d38999-jam-nut-receptacle-duplex-multimode-w-dust-cap
RLRJ121LC02B | 加固型IP68级D38999防松螺母式LC插座，双芯，单模，带防尘帽 | 471.8813 | https://www.l-com.cn/fiber-optic-ruggedized-lc-ip68-d38999-jam-nut-receptacle-duplex-single-mode-w-dust-cap
RLRJ121LC02E | 加固型IP68级D38999防松螺母式LC插座，双芯，单模，APC端面，带防尘帽 | 514.4436 | https://www.l-com.cn/fiber-optic-ruggedized-lc-ip68-d38999-jam-nut-receptacle-duplex-single-mode-apc-polish-w-dust-cap
RLRK121LC01A | 加固型IP68级防松螺母式LC插座，双芯，多模，带防尘帽 | 382.8827 | https://www.l-com.cn/fiber-optic-ruggedized-lc-ip68-jam-nut-receptacle-duplex-multimode-w-dust-cap
RLRK121LC02B | 加固型IP68级防松螺母式LC插座，双芯，单模，带防尘帽 | 436.1512 | https://www.l-com.cn/fiber-optic-ruggedized-lc-ip68-jam-nut-receptacle-duplex-single-mode-w-dust-cap
RLRK121LC02E | 加固型IP68级防松螺母式LC插座，双芯，单模，APC端面，带防尘帽 | 357.0178 | https://www.l-com.cn/fiber-optic-ruggedized-lc-ip68-jam-nut-receptacle-duplex-single-mode-apc-polish-w-dust-cap
RLRM121LP01A | 加固型IP68级串接式LC插座，双芯，多模，带防尘帽 | 777.4758 | https://www.l-com.cn/fiber-optic-ruggedized-lc-ip68-in-line-receptacle-duplex-multimode-w-dust-cap
RLRM121LP02B | 加固型IP68级串接式LC插座，双芯，单模，带防尘帽 | 797.5836 | https://www.l-com.cn/fiber-optic-ruggedized-lc-ip68-in-line-receptacle-duplex-Single Mode-w-dust-cap
RLRP121LC01A | 加固型IP68级菊花链式LC插座，双芯，多模，带防尘帽 | 285.4922 | https://www.l-com.cn/fiber-optic-ruggedized-lc-ip68-daisy-chain-receptacle-duplex-multimode-w-dust-cap
RLRP121LC02B | 加固型IP68级菊花链式LC插座，双芯，单模，带防尘帽 | 284.7953 | https://www.l-com.cn/fiber-optic-ruggedized-lc-ip68-daisy-chain-receptacle-duplex-single-mode-w-dust-cap
RMSP-CAT5-24 | 19英寸（48.3厘米）架装24端口5类10/100Base-T避雷器与浪涌保护器，RJ45 | 736.79 | https://www.l-com.cn/patch-panel-server-rack-19-rack-mount-24-port-10-100-base-t-cat5-lightning-surge-protector-rj45
RMSP-CAT5S-12 | 19英寸（48.3厘米）架装12端口5类10/100Base-T避雷器与浪涌保护器，RJ45 | 634.392 | https://www.l-com.cn/patch-panel-server-rack-19-rack-mount-12-port-10-100-base-t-cat5-lightning-surge-protector-rj45
RMSP-CAT5S-4 | 19.0in英寸4端口中等功率10/100 Base-T CAT5浪涌保护器（避雷器） | 302.9004 | https://www.l-com.cn/patch-panel-server-rack-19-inch-rack-mount-4-port-10-100-base-t-cat5-lightning-surge-protector-rj45
RMSP-CAT6-4 | 可以在19.0in英寸机架上安装的4端口10/100/1000 Base-T屏蔽式6类PoE浪涌保护器（避雷器） - RJ45 | 538.956 | https://www.l-com.cn/patch-panel-server-rack-19-rack-mount-4-port-10-100-1000-base-t-cat6-lightning-surge-protector-rj45
RMSP-CAT6T-12 | 19英寸（48.3厘米）架装12端口6类10/100/1000Base-T避雷器，气体放电管，RJ45 | 1226.4384 | https://www.l-com.cn/patch-panel-server-rack-19-rack-mount-12-port-10-100-1000-base-t-gas-tube-cat6-lightning-protector-rj45
RMSP-CAT6T-4 | 可以在19.0in英寸机架上安装的4端口10/100/1000 Base-T气体管6类浪涌保护器（避雷器） - RJ45 | 537.9106 | https://www.l-com.cn/patch-panel-server-rack-19-rack-mount-4-port-10-100-1000-base-t-gas-tube-cat6-lightning-protector-rj45
RMSP-DT-12 | 19英寸（48.3厘米）架装12线高功率电话/DSL/T1避雷器与浪涌保护器，RJ11插座 | 2792.1168 | https://www.l-com.cn/surge-protector-19-rack-mount-12-line-hi-power-telephone-dsl-t1-lightning-surge-protector-rj11-jacks
RP00002-3 | L-com Vertical 19" Wall Mount Rack 3U | 42.48 | https://www.l-com.cn/patch-panel-server-rack-l-com-vertical-19-wall-mount-rack-3u
RP00002-4 | L-com Vertical 19" Wall Mount Rack 4U | 62.568 | https://www.l-com.cn/patch-panel-server-rack-l-com-vertical-19-wall-mount-rack-4u
RP00003-1 | L-com Hinged 19" Wall Mount Rack - 6" Depth - 1U | 22.57 | https://www.l-com.cn/patch-panel-server-rack-l-com-hinged-19-wall-mount-rack-6-depth-1u
RP00003-2 | L-com Hinged 19" Wall Mount Rack - 6" Depth - 2U | 35.84 | https://www.l-com.cn/patch-panel-server-rack-l-com-hinged-19-wall-mount-rack-6-depth-2u
RP00003-3 | L-com Hinged 19" Wall Mount Rack - 6" Depth - 3U | 48.67 | https://www.l-com.cn/patch-panel-server-rack-l-com-hinged-19-wall-mount-rack-6-depth-3u
RP00003-4 | L-com Hinged 19" Wall Mount Rack - 6" Depth - 4U | 69.03 | https://www.l-com.cn/patch-panel-server-rack-l-com-hinged-19-wall-mount-rack-6-depth-4u
RP00003-6 | L-com Hinged 19" Wall Mount Rack - 6" Depth - 6U | 102.96 | https://www.l-com.cn/patch-panel-server-rack-l-com-hinged-19-wall-mount-rack-6-depth-6u
RP00004-4 | L-com Heavy Duty 19" Rack Mount Drawers 3U | 184.96 | https://www.l-com.cn/patch-panel-server-rack-l-com-heavy-duty-19-rack-mount-drawers-3u
RP00006-10 | L-com 90º Round Bend Lacing bar 1.5" Offset- 10 Pack | 115.04 | https://www.l-com.cn/patch-panel-server-rack-l-com-90-degree-round-bend-lacing-bar-15-offset-10-pack
RP00007-10 | L-com 1/4" Round Rob Lacing bar 1.5" Offset- 10 Pack | 106.19 | https://www.l-com.cn/patch-panel-server-rack-l-com-1-4-round-rob-lacing-bar-15-offset-10-pack
RP00008 | L-com 1/4" Round Rob Steel Lacing Bar 10 Pack | 79.65 | https://www.l-com.cn/patch-panel-server-rack-l-com-1-4-round-rob-steel-lacing-bar-10-pack
RP00009-1 | L-com 19" L-shaped Steel Lacing Bar - 10 Pack | 106.19 | https://www.l-com.cn/patch-panel-server-rack-l-com-19-l-shaped-steel-lacing-bar-10-pack
RP00009-2 | L-com 19" L-shaped Steel Lacing Bar 2" Offset - 10 Pk | 128.32 | https://www.l-com.cn/patch-panel-server-rack-l-com-19-l-shaped-steel-lacing-bar-2-offset-10-pk
RP00009-4 | L-com 19" L-shaped Steel Lacing Bar 4" Offset - 10 Pk | 168.14 | https://www.l-com.cn/patch-panel-server-rack-l-com-19-l-shaped-steel-lacing-bar-4-offset-10-pk
RP00009-6 | L-com 19" L-shaped Steel Lacing Bar 6" Offset - 10 Pk | 194.69 | https://www.l-com.cn/patch-panel-server-rack-l-com-19-l-shaped-steel-lacing-bar-6-offset-10-pk
RP00010-1 | L-com 19" Cable Management Panel w/ 5 Metal D-Rings 1U | 16.09 | https://www.l-com.cn/patch-panel-server-rack-l-com-19-cable-management-panel-w-5-metal-d-rings-1u
RP00010-2 | L-com 19" Cable Management Panel w/ 5 Metal D-Rings 2U | 29.2 | https://www.l-com.cn/patch-panel-server-rack-l-com-19-cable-management-panel-w-5-metal-d-rings-2u
RP00011-1 | L-com 19" Cable Management Panel with Brush 1U | 24.78 | https://www.l-com.cn/patch-panel-server-rack-l-com-19-cable-management-panel-with-brush-1u
RP00011-3 | L-com 19" Rackmount Plastic Cable Management 2U | 39.38 | https://www.l-com.cn/patch-panel-server-rack-l-com-19-rackmount-plastic-cable-management-2u
RP00013-2 | L-com Vented 19" Rackmount Shelf - 15" Depth - 2U | 73.451 | https://www.l-com.cn/patch-panel-server-rack-l-com-vented-19-rackmount-shelf-15-depth-2u
RP00013-3 | L-com Vented 19" Rackmount Shelf - 15" Depth - 3U | 83.186 | https://www.l-com.cn/patch-panel-server-rack-l-com-vented-19-rackmount-shelf-15-depth-3u
RP00014-3 | L-com 19" Rackmount Shelf - 15" Depth - 3U | 77.88 | https://www.l-com.cn/patch-panel-server-rack-l-com-19-rackmount-shelf-15-depth-3u
RP00015-1 | L-com 19" Rackmount Front Cable Manager with D-Rings & Brush Grommet 1U | 28.32 | https://www.l-com.cn/patch-panel-server-rack-l-com-19-rackmount-front-cable-manager-with-d-rings-brush-grommet-1u
RP00015-20 | L-com Open Frame 19" Wall Mount Rack - 12" Depth -20U | 269.91 | https://www.l-com.cn/patch-panel-server-rack-l-com-open-frame-19-wall-mount-rack-12-depth-20u
RP00015-8 | L-com Open Frame 19" Wall Mount Rack - 12" Depth - 8U | 178.76 | https://www.l-com.cn/patch-panel-server-rack-l-com-open-frame-19-wall-mount-rack-12-depth-8u
RP00016-8 | L-com Open Frame 19" Wall Mount Rack - 18" Depth - 8U | 210.62 | https://www.l-com.cn/patch-panel-server-rack-l-com-open-frame-19-wall-mount-rack-18-depth-8u
RP00017 | L-com DVR Lockbox Horizontal Wall Mount Bracket for RP00026 | 139.82 | https://www.l-com.cn/patch-panel-server-rack-l-com-dvr-lockbox-horizontal-wall-mount-bracket-for-rp00026
RP00018 | L-com Vertical Cable Manager - 45U | 192.127 | https://www.l-com.cn/patch-panel-server-rack-l-com-vertical-cable-manager-45u
RP00020-2 | L-com 19" Rackmount Sliding Keyboard Mouse Shelf - 2U | 250.44 | https://www.l-com.cn/patch-panel-server-rack-l-com-19-rackmount-sliding-keyboard-mouse-shelf-2u
RP00021-1 | L-com 19" Rackmount Steel Blank Panel - 1U | 10.62 | https://www.l-com.cn/patch-panel-server-rack-l-com-19-rackmount-steel-blank-panel-1u
RP00021-2 | L-com 19" Rackmount Steel Blank Panel - 2U | 14.16 | https://www.l-com.cn/patch-panel-server-rack-l-com-19-rackmount-steel-blank-panel-2u
RP00021-3 | L-com 19" Rackmount Steel Blank Panel - 3U | 27.8755 | https://www.l-com.cn/patch-panel-server-rack-l-com-19-rackmount-steel-blank-panel-3u
RP00021-4 | L-com 19" Rackmount Steel Blank Panel - 4U | 23.01 | https://www.l-com.cn/patch-panel-server-rack-l-com-19-rackmount-steel-blank-panel-4u
RP00021-5 | L-com 19" Rackmount Steel Blank Panel - 5U | 25.66 | https://www.l-com.cn/patch-panel-server-rack-l-com-19-rackmount-steel-blank-panel-5u
RP00021-6 | L-com 19" Rackmount Steel Blank Panel - 6U | 31.86 | https://www.l-com.cn/patch-panel-server-rack-l-com-19-rackmount-steel-blank-panel-6u
RP00022-1 | L-com 19" Rackmount Vented Steel Panel - 1U | 11.06 | https://www.l-com.cn/patch-panel-server-rack-l-com-19-rackmount-vented-steel-panel-1u
RP00022-2 | L-com 19" Rackmount Vented Steel Panel - 2U | 15.04 | https://www.l-com.cn/patch-panel-server-rack-l-com-19-rackmount-vented-steel-panel-2u
RP00022-3 | L-com 19" Rackmount Vented Steel Panel - 3U | 20.35 | https://www.l-com.cn/patch-panel-server-rack-l-com-19-rackmount-vented-steel-panel-3u
RP00022-4 | L-com 19" Rackmount Vented Steel Panel - 4U | 25.66 | https://www.l-com.cn/patch-panel-server-rack-l-com-19-rackmount-vented-steel-panel-4u
RP00023 | L-com 19" Rackmount PDU 12 Outlets 15A Basic Surge 6ft Cord | 143.36 | https://www.l-com.cn/patch-panel-server-rack-l-com-19-rackmount-pdu-12-outlets-15a-basic-surge-6ft-cord
RP00025-6 | L-com Fixed Wall Mount 19" Cabinet 23" Depth 6U Flat Box | 409.73 | https://www.l-com.cn/patch-panel-server-rack-l-com-fixed-wall-mount-19-cabinet-23-depth-6u-flat-box
RP00025-9 | L-com Fixed Wall Mount 19" Cabinet 23" Depth 9U Flat Box | 484.07 | https://www.l-com.cn/patch-panel-server-rack-l-com-fixed-wall-mount-19-cabinet-23-depth-9u-flat-box
RP00026 | L-com 18x18x5 DVR Security Enclosure (Lockbox) | 268.14 | https://www.l-com.cn/patch-panel-server-rack-l-com-18x18x5-dvr-security-enclosure-lockbox
RS25EMI8F | 屏蔽式模块化适配器,DB25 母头 / RJ45 (8x8) 插座,50 μ / 0.762 μm 厚镀金层 | 19.2332 | https://www.l-com.cn/ethernet-shielded-modular-adapter-db25-female-rj45-8x8-jack
RS25EMI8M | 屏蔽式模块化适配器，DB25 公头 / RJ45 (8x8) 插座 | 14.8398 | https://www.l-com.cn/ethernet-shielded-modular-adapter-db25-male-rj45-8x8-jack
RS9EMI8M | 屏蔽式模块化适配器,DB9 公头 / RJ45 (8x8) 插座,50 μ / 0.762 μm 厚镀金层 | 25.2762 | https://www.l-com.cn/ethernet-shielded-modular-adapter-db9-male-rj45-8x8-jack
S110K-4PR | 100对接线板套件，带4对接线板 | 198.504 | https://www.l-com.cn/ethernet-100-pair-wiring-block-kit-with-4-pair-connecting-blocks
S66M1-50-C5 | 50对66型接线板，5类等级 | 71.2267 | https://www.l-com.cn/ethernet-50-pair-66-style-block-category-5-rated
S900LC50-I | 串接式DSL调节器，RJ12（6×6）公头/母头 | 11.9592 | https://www.l-com.cn/ethernet-inline-dsl-conditioner-rj12-6x6-male-female
SC-232-B | RS232至RS485接口转换器，DB9公头/DB9母头（外部供电）带光电隔离保护 | 88 | https://www.l-com.cn/serial-converters-controller-cards-rs232-to-rs485-interface-converter-db9-m-db9-f-ext-powered-w-opto-isolation
SC-232-C | RS232转RS485/RS422接口转换器，DB9公头/DB9母头，端口供电 | 88 | https://www.l-com.cn/serial-converters-controller-cards-rs232-to-rs485-rs422-interface-converter-db9-m-db9-f-port-powered
SC-232-D | RS232至RS485/RS422接口转换器，DB9公头/DB9母头（外部供电）带光电隔离保护 | 88 | https://www.l-com.cn/serial-converters-controller-cards-rs232-to-rs485-rs422-interface-converter-db9-m-db9-f-ext-powered-w-opto-isolation
SC-232-E | RS232转RS485/RS422接口转换器，DB9公头/DB9母头，端口供电，带光电隔离 | 210 | https://www.l-com.cn/serial-converters-controller-cards-rs232-to-rs485-rs422-interface-converter-db9-m-db9-f-port-powered-w-opto-isolation
SC2403N | 三向, 2.4 GHz 信号分配器,N 型母头连接器 | 118.33 | https://www.l-com.cn/bandpass-filter-rf-splitter-3-way-24-ghz-signal-splitter-n-female-connector
SC2404N | 四路, 2.4 GHz 信号分配器,N 型母头连接器 | 125.265 | https://www.l-com.cn/bandpass-filter-rf-splitter-4-way-24-ghz-signal-splitter-n-female-connector
SC-5VDC-PWR | 用于SC-232系列接口转换器的5V直流电源 | 20 | https://www.l-com.cn/serial-converters-controller-cards-5v-dc-power-supply-for-sc-232-series-interface-converters
SC902N | 两路900 MHz功分器，配N型母头连接器 | 285.2219 | https://www.l-com.cn/bandpass-filter-rf-splitter-2-way-900-mhz-signal-splitter-n-female-connector
SCW02N-1 | Wireless 2-Way Signal Splitter / Combiner 750-2700 MHz | 300.96 | https://www.l-com.cn/bandpass-filter-rf-splitter-wireless-2-way-signal-splitter-combiner-750-2700-mhz
SCW04N | 4路低PIM级750~2700MHz DAS信号分离器 | 128.1 | https://www.l-com.cn/bandpass-filter-rf-splitter-4-way-750-mhz-to-24-ghz-wideband-das-signal-splitter
SD121-50 | 铰接式D-Sub护罩套件，DB50/HD78，黑色 | 7.9002 | https://www.l-com.cn/d-sub-hinged-d-sub-hood-kit-db50-hd78-black
SD15P-TRAY | 焊杯式D-Sub连接器, DB15公头,盒装, 70只/盒 | 59.8146 | https://www.l-com.cn/d-sub-db15-male-solder-connectors-tray-70
SD15S-TRAY | 焊杯式D-Sub连接器, DB15母头,盒装, 70只/盒 | 73.5 | https://www.l-com.cn/d-sub-db15-female-solder-connectors-tray-70
SD37P-TRAY | 焊杯式D-Sub连接器, DB37公头,盒装, 40只/盒 | 86.588 | https://www.l-com.cn/d-sub-db37-male-solder-connectors-tray-40
SD37S-TRAY | 焊杯式D-Sub连接器, DB37母头,盒装, 40只/盒 | 91.792 | https://www.l-com.cn/d-sub-db37-female-solder-connectors-tray-40
SD50P-TRAY | 焊杯式D-Sub连接器, DB50公头,盒装, 40只/盒 | 152.9233 | https://www.l-com.cn/d-sub-db50-male-solder-connectors-tray-40
SD50S-TRAY | 焊杯式D-Sub连接器, DB50母头,盒装, 40只/盒 | 168.4 | https://www.l-com.cn/d-sub-db50-female-solder-connectors-tray-40
SD9P-PC | 插板式D-Sub连接器, DB9公头 | 2.43 | https://www.l-com.cn/d-sub-pc-termination-d-sub-connector-db9-male
SDCDVIAG | Assembled D-Sub Hood Kit DB9/DVI Metalized | 10.8504 | https://www.l-com.cn/d-sub-assembled-d-sub-hood-kit-db9-dvi-metalized
SDH15P-RA-PC | 直角D-Sub PCB连接器，DB15公头，10件/托盘 | 35 | https://www.l-com.cn/d-sub-right-angle-d-sub-pcb-connector-hd15-male-tray-10
SDH15P-TRAY | 焊杯式D-Sub连接器, HD15公头,盒装, 50只/盒 | 38.5281 | https://www.l-com.cn/d-sub-hd15-male-solder-connectors-tray-50
SDH15S-TRAY | 焊杯式D-Sub连接器, HD15母头,盒装, 50只/盒 | 47.5 | https://www.l-com.cn/d-sub-hd15-female-solder-connectors-tray-50
SDH26P-TRAY | 焊杯式D-Sub连接器, HD26公头,盒装, 70只/盒 | 130.91 | https://www.l-com.cn/d-sub-hd26-male-solder-connectors-tray-70
SDK | D-Sub螺丝和护罩，镀镍，50件/袋 | 7.7057 | https://www.l-com.cn/d-sub-d-sub-hardware-screws-and-guards-nickel-plate-pkg-50
SFOBILC-01 | 9/125，单模单芯弯曲不敏感线缆，LC/LC，1.0m | 183.21 | https://www.l-com.cn/fiber-optic-9-125-single-mode-simplex-bend-insensitive-fiber-cable-lc-lc-10m
SFOBILC-05 | 9/125，单模单芯弯曲不敏感线缆，LC/LC，5.0m | 218.6712 | https://www.l-com.cn/fiber-optic-9-125-single-mode-simplex-bend-insensitive-fiber-cable-lc-lc-50m
SFOBILC-10 | 9/125，单模单芯弯曲不敏感线缆，LC/LC，10.0m | 122.38 | https://www.l-com.cn/fiber-optic-9-125-single-mode-simplex-bend-insensitive-fiber-cable-lc-lc-100m
SFOBISC-01 | 9/125，单模单芯弯曲不敏感线缆，SC/SC，1.0m | 95.6396 | https://www.l-com.cn/fiber-optic-9-125-single-mode-simplex-bend-insensitive-fiber-cable-sc-sc-10m
SFOBISC-05 | 9/125，单模单芯弯曲不敏感线缆，SC/SC，5.0m | 124.49 | https://www.l-com.cn/fiber-optic-9-125-single-mode-simplex-bend-insensitive-fiber-cable-sc-sc-50m
SFODBIFLC-01 | 9/125单模LC柔性护套光纤组件，1米 | 295.2485 | https://www.l-com.cn/fiber-optic-9-125-single-mode-fiber-optic-lc-flex-boot-assembly-10m
SFODBIFLC-02 | 9/125单模LC柔性护套光纤组件，2米 | 383.3945 | https://www.l-com.cn/fiber-optic-9-125-single-mode-fiber-optic-lc-flex-boot-assembly-20m
SFODBIFLC-03 | 9/125单模LC柔性护套光纤组件，3米 | 321.7412 | https://www.l-com.cn/fiber-optic-9-125-single-mode-fiber-optic-lc-flex-boot-assembly-30m
SFODBIFLC-05 | 9/125单模LC柔性护套光纤组件，5米 | 60.92 | https://www.l-com.cn/fiber-optic-9-125-single-mode-fiber-optic-lc-flex-boot-assembly-50m
SFODBIFLC-10 | 9/125单模LC柔性护套光纤组件，10米 | 290.26 | https://www.l-com.cn/fiber-optic-9-125-single-mode-fiber-optic-lc-flex-boot-assembly-100m
SFODBIFLC-FSC-01 | 9/125单模LC/SC柔性护套光纤组件，1米 | 372.8912 | https://www.l-com.cn/fiber-optic-9-125-single-mode-fiber-optic-lc-to-sc-flex-boot-assembly-10m
SFODBIFLC-FSC-02 | 9/125单模LC/SC柔性护套光纤组件，2米 | 379.8432 | https://www.l-com.cn/fiber-optic-9-125-single-mode-fiber-optic-lc-to-sc-flex-boot-assembly-20m
SFODBIFLC-FSC-03 | 9/125单模LC/SC柔性护套光纤组件，3米 | 322.5816 | https://www.l-com.cn/fiber-optic-9-125-single-mode-fiber-optic-lc-to-sc-flex-boot-assembly-30m
SFODBIFLC-FSC-05 | 9/125单模LC/SC柔性护套光纤组件，5米 | 331.6262 | https://www.l-com.cn/fiber-optic-9-125-single-mode-fiber-optic-lc-to-sc-flex-boot-assembly-50m
SFODBIFLC-FSC-10 | 9/125单模LC/SC柔性护套光纤组件，10米 | 352.8835 | https://www.l-com.cn/fiber-optic-9-125-single-mode-fiber-optic-lc-to-sc-flex-boot-assembly-100m
SFODBIFSC-01 | 9/125单模SC柔性护套光纤组件，1米 | 311.7114 | https://www.l-com.cn/fiber-optic-9-125-single-mode-fiber-optic-sc-flex-boot-assembly-10m
SFODBILC-01 | 9/125，单模双芯弯曲不敏感线缆，LC/LC，1.0m | 125.0867 | https://www.l-com.cn/fiber-optic-9-125-single-mode-duplex-bend-insensitive-fiber-cable-lc-lc-10m
SFODBILC-05 | 9/125，单模双芯弯曲不敏感线缆，LC/LC，5.0m | 436.59 | https://www.l-com.cn/fiber-optic-9-125-single-mode-duplex-bend-insensitive-fiber-cable-lc-lc-50m
SFODBILC-10 | 9/125，单模双芯弯曲不敏感线缆，LC/LC，10.0m | 453.4992 | https://www.l-com.cn/fiber-optic-9-125-single-mode-duplex-bend-insensitive-fiber-cable-lc-lc-100m
SFODBISC-01 | 9/125，单模双芯弯曲不敏感线缆，SC/SC，1.0m | 385.4884 | https://www.l-com.cn/fiber-optic-9-125-single-mode-duplex-bend-insensitive-fiber-cable-sc-sc-10m
SFODFC-01 | 9/125单模光缆，双芯FC/双芯FC，1米 | 34.5033 | https://www.l-com.cn/fiber-optic-9-125-single-mode-fiber-cable-dual-fc-dual-fc-10m
SFODFC-02 | 9/125单模光缆，双芯FC/双芯FC，2米 | 43.6392 | https://www.l-com.cn/fiber-optic-9-125-single-mode-fiber-cable-dual-fc-dual-fc-20m
SFODFC-03 | 9/125单模光缆，双芯FC/双芯FC，3米 | 37.5467 | https://www.l-com.cn/fiber-optic-9-125-single-mode-fiber-cable-dual-fc-dual-fc-30m
SFODFCA-02 | 9/125单模APC光缆，FC/FC，2米 | 66.4587 | https://www.l-com.cn/fiber-optic-9-125-single-mode-fiber-apc-cable-fc-fc-20m
SFODFCA-03 | 9/125单模APC光缆，FC/FC，3米 | 53.23 | https://www.l-com.cn/fiber-optic-9-125-single-mode-fiber-apc-cable-fc-fc-30m
SFODFCA-05 | 9/125单模APC光缆，FC/FC，5米 | 59.9544 | https://www.l-com.cn/fiber-optic-9-125-single-mode-fiber-apc-cable-fc-fc-50m
SFODLC-01 | 9/125单模光缆，双芯LC/双芯LC，1米 | 42.445 | https://www.l-com.cn/fiber-optic-9-125-single-mode-fiber-cable-dual-lc-dual-lc-10m
SFODLC-03 | 9/125单模光缆，双芯LC/双芯LC，3米 | 42.6233 | https://www.l-com.cn/fiber-optic-9-125-single-mode-fiber-cable-dual-lc-dual-lc-30m
SFODLC-04 | 9/125单模光缆，双芯LC/双芯LC，4米 | 44.1433 | https://www.l-com.cn/fiber-optic-9-125-single-mode-fiber-cable-dual-lc-dual-lc-40m
SFODLC-05 | 9/125单模光缆，双芯LC/双芯LC，5米 | 45.6667 | https://www.l-com.cn/fiber-optic-9-125-single-mode-fiber-cable-dual-lc-dual-lc-50m
SFODLC-10 | 9/125单模光缆，双芯LC/双芯LC，10米 | 53.278 | https://www.l-com.cn/fiber-optic-9-125-single-mode-fiber-cable-dual-lc-dual-lc-100m
SFODLC-15 | 9/125单模光缆，双芯LC/双芯LC，15米 | 69.67 | https://www.l-com.cn/fiber-optic-9-125-single-mode-fiber-cable-dual-lc-dual-lc-150m
SFODLCA-01 | 9/125，单模APC光缆，LC/LC，1.0m | 78.0633 | https://www.l-com.cn/fiber-optic-9-125-single-mode-fiber-apc-cable-lc-lc-10m
SFODLC-BL-02 | 9/125单模光缆，双芯LC/双芯LC，蓝，2米 | 48.93 | https://www.l-com.cn/fiber-optic-9-125-single-mode-fiber-cable-dual-lc-dual-lc-blue-20m
SFODLC-CL-01 | 9/125,单模夹装双芯光纤跳线, 双 LC /双 LC,配备OFNR 护套, 1.0m | 49.9752 | https://www.l-com.cn/fiber-optic-9-125-single-mode-fiber-optic-cable-dual-lc-dual-lc-10m
SFODLC-CL-02 | 9/125,单模夹装双芯光纤跳线, 双 LC /双 LC,配备OFNR 护套, 2.0m | 48.93 | https://www.l-com.cn/fiber-optic-9-125-single-mode-fiber-optic-cable-dual-lc-dual-lc-20m
SFODLC-CL-03 | 9/125,单模夹装双芯光纤跳线, 双 LC /双 LC,配备OFNR 护套, 3.0m | 50.64 | https://www.l-com.cn/fiber-optic-9-125-single-mode-fiber-optic-cable-dual-lc-dual-lc-30m
SFODLC-CL-04 | 9/125,单模夹装双芯光纤跳线, 双 LC /双 LC,配备OFNR 护套, 4.0m | 52.42 | https://www.l-com.cn/fiber-optic-9-125-single-mode-fiber-optic-cable-dual-lc-dual-lc-40m
SFODLC-CL-05 | 9/125,单模夹装双芯光纤跳线, 双 LC /双 LC,配备OFNR 护套, 5.0m | 54.15 | https://www.l-com.cn/fiber-optic-9-125-single-mode-fiber-optic-cable-dual-lc-dual-lc-50m
SFODLC-CL-10 | 9/125,单模夹装双芯光纤跳线, 双 LC /双 LC,配备OFNR 护套, 10.0m | 62.84 | https://www.l-com.cn/fiber-optic-9-125-single-mode-fiber-optic-cable-dual-lc-dual-lc-100m
SFODLC-GR-01 | 9/125单模光缆，双芯LC/双芯LC，绿，1米 | 47.25 | https://www.l-com.cn/fiber-optic-9-125-single-mode-fiber-cable-dual-lc-dual-lc-green-10m
SFODLC-GR-10 | 9/125单模光缆，双芯LC/双芯LC，绿，10米 | 62.85 | https://www.l-com.cn/fiber-optic-9-125-single-mode-fiber-cable-dual-lc-dual-lc-green-100m
SFODLCMIL-01 | 9/125单模军用级光缆，双芯LC/双芯LC，1米 | 302.2896 | https://www.l-com.cn/fiber-optic-9-125-single-mode-military-fiber-cable-dual-lc-dual-lc-10m
SFODLCMIL-02 | 9/125单模军用级光缆，双芯LC/双芯LC，2米 | 355.9644 | https://www.l-com.cn/fiber-optic-9-125-single-mode-military-fiber-cable-dual-lc-dual-lc-20m
SFODLCMIL-03 | 9/125单模军用级光缆，双芯LC/双芯LC，3米 | 367.1712 | https://www.l-com.cn/fiber-optic-9-125-single-mode-military-fiber-cable-dual-lc-dual-lc-30m
SFODLCMIL-05 | 9/125单模军用级光缆，双芯LC/双芯LC，5米 | 150.7572 | https://www.l-com.cn/fiber-optic-9-125-single-mode-military-fiber-cable-dual-lc-dual-lc-50m
SFODLCMIL-10 | 9/125单模军用级光缆，双芯LC/双芯LC，10米 | 417.5424 | https://www.l-com.cn/fiber-optic-9-125-single-mode-military-fiber-cable-dual-lc-dual-lc-100m
SFODLC-RD-01 | 9/125单模光缆，双芯LC/双芯LC，红，1米 | 47.25 | https://www.l-com.cn/fiber-optic-9-125-single-mode-fiber-cable-dual-lc-dual-lc-red-10m
SFODLC-RD-02 | 9/125单模光缆，双芯LC/双芯LC，红，2米 | 48.93 | https://www.l-com.cn/fiber-optic-9-125-single-mode-fiber-cable-dual-lc-dual-lc-red-20m
SFODLC-RD-03 | 9/125单模光缆，双芯LC/双芯LC，红，3米 | 50.64 | https://www.l-com.cn/fiber-optic-9-125-single-mode-fiber-cable-dual-lc-dual-lc-red-30m
SFODLC-RD-05 | 9/125单模光缆，双芯LC/双芯LC，红，5米 | 54.14 | https://www.l-com.cn/fiber-optic-9-125-single-mode-fiber-cable-dual-lc-dual-lc-red-50m
SFODLC-RD-10 | 9/125单模光缆，双芯LC/双芯LC，红，10米 | 62.85 | https://www.l-com.cn/fiber-optic-9-125-single-mode-fiber-cable-dual-lc-dual-lc-red-100m
SFODLC-UNI-01 | 9/125单模联套光缆，双芯LC/双芯LC，1米 | 46.45 | https://www.l-com.cn/fiber-optic-9-125-single-mode-uniboot-fiber-cable-dual-lc-dual-lc-10m
SFODLC-UNI-02 | 9/125单模联套光缆，双芯LC/双芯LC，2米 | 45.235 | https://www.l-com.cn/fiber-optic-9-125-single-mode-uniboot-fiber-cable-dual-lc-dual-lc-20m
SFODLC-UNI-03 | 9/125单模联套光缆，双芯LC/双芯LC，3米 | 49.91 | https://www.l-com.cn/fiber-optic-9-125-single-mode-uniboot-fiber-cable-dual-lc-dual-lc-30m
SFODLC-UNI-05 | 9/125单模联套光缆，双芯LC/双芯LC，5米 | 53.42 | https://www.l-com.cn/fiber-optic-9-125-single-mode-uniboot-fiber-cable-dual-lc-dual-lc-50m
SFODLC-UNI-10 | 9/125单模联套光缆，双芯LC/双芯LC，10米 | 62.11 | https://www.l-com.cn/fiber-optic-9-125-single-mode-uniboot-fiber-cable-dual-lc-dual-lc-100m
SFODPFC-01 | 9/125单模阻燃级光缆，FC/双芯FC，1米 | 39.0067 | https://www.l-com.cn/fiber-optic-9-125-single-mode-plenum-fiber-cable-fc-dual-fc-10m
SFODPLC-01 | 9/125单模阻燃级光缆，双芯LC/双芯LC，1米 | 47.32 | https://www.l-com.cn/fiber-optic-9-125-single-mode-plenum-fiber-cable-dual-lc-dual-lc-10m
SFODPLC-02 | 9/125单模阻燃级光缆，双芯LC/双芯LC，2米 | 44.6533 | https://www.l-com.cn/fiber-optic-9-125-single-mode-plenum-fiber-cable-dual-lc-dual-lc-20m
SFODPLC-03 | 9/125单模阻燃级光缆，双芯LC/双芯LC，3米 | 58.0536 | https://www.l-com.cn/fiber-optic-9-125-single-mode-plenum-fiber-cable-dual-lc-dual-lc-30m
SFODPSC-01 | 9/125单模阻燃级光缆，SC/双芯SC，1米 | 37.9297 | https://www.l-com.cn/fiber-optic-9-125-single-mode-plenum-fiber-cable-sc-dual-sc-10m
SFODPSC-02 | 9/125单模阻燃级光缆，SC/双芯SC，2米 | 34.88 | https://www.l-com.cn/fiber-optic-9-125-single-mode-plenum-fiber-cable-sc-dual-sc-20m
SFODPSC-03 | 9/125单模阻燃级光缆，SC/双芯SC，3米 | 35.7733 | https://www.l-com.cn/fiber-optic-9-125-single-mode-plenum-fiber-cable-sc-dual-sc-30m
SFODPSC-05 | 9/125单模阻燃级光缆，SC/双芯SC，5米 | 42.37 | https://www.l-com.cn/fiber-optic-9-125-single-mode-plenum-fiber-cable-sc-dual-sc-50m
SFODPST-01 | 9/125单模阻燃级光缆，ST/双芯ST，1米 | 28.67 | https://www.l-com.cn/fiber-optic-9-125-single-mode-plenum-fiber-cable-st-dual-st-10m
SFODPST-02 | 9/125单模阻燃级光缆，ST/双芯ST，2米 | 31.9667 | https://www.l-com.cn/fiber-optic-9-125-single-mode-plenum-fiber-cable-st-dual-st-20m
SFODPST-04 | 9/125单模阻燃级光缆，ST/双芯ST，4米 | 38.5633 | https://www.l-com.cn/fiber-optic-9-125-single-mode-plenum-fiber-cable-st-dual-st-40m
SFODPST-05 | 9/125单模阻燃级光缆，ST/双芯ST，5米 | 47.91 | https://www.l-com.cn/fiber-optic-9-125-single-mode-plenum-fiber-cable-st-dual-st-50m
SFODSC-01 | 9/125，单模光缆，双SC/双SC，1.0m | 31.355 | https://www.l-com.cn/fiber-optic-9-125-single-mode-fiber-cable-dual-sc-dual-sc-10m
SFODSC-02 | 9/125，单模光缆，双SC/双SC，2.0m | 33.08 | https://www.l-com.cn/fiber-optic-9-125-single-mode-fiber-cable-dual-sc-dual-sc-20m
SFODSC-03 | 9/125，单模光缆，双SC/双SC，3.0m | 34.87 | https://www.l-com.cn/fiber-optic-9-125-single-mode-fiber-cable-dual-sc-dual-sc-30m
SFODSC-04 | 9/125，单模光缆，双SC/双SC，4.0m | 36.6 | https://www.l-com.cn/fiber-optic-9-125-single-mode-fiber-cable-dual-sc-dual-sc-40m
SFODSC-05 | 9/125，单模光缆，双SC/双SC，5.0m | 74.01 | https://www.l-com.cn/fiber-optic-9-125-single-mode-fiber-cable-dual-sc-dual-sc-50m
SFODSCA-01 | 9/125，单模APC光缆，SC/SC，1.0m | 44.8272 | https://www.l-com.cn/fiber-optic-9-125-single-mode-fiber-apc-cable-sc-sc-10m
SFODSCA-02 | 9/125，单模APC光缆，SC/SC，2.0m | 46.728 | https://www.l-com.cn/fiber-optic-9-125-single-mode-fiber-apc-cable-sc-sc-20m
SFODSC-LC-01 | 9/125,单模光纤跳线, 双 SC /双 LC,1.0 m | 40.6296 | https://www.l-com.cn/fiber-optic-9-125-single-mode-fiber-cable-dual-sc-dual-lc-10m
SFODSC-LC-02 | 9/125,单模光纤跳线, 双 SC /双 LC,2.0m | 40.01 | https://www.l-com.cn/fiber-optic-9-125-single-mode-fiber-cable-dual-sc-dual-lc-20m
SFODSC-LC-03 | 9/125,单模光纤跳线, 双 SC /双 LC,3.0m | 41.81 | https://www.l-com.cn/fiber-optic-9-125-single-mode-fiber-cable-dual-sc-dual-lc-30m
SFODSC-LC-04 | 9/125,单模光纤跳线, 双 SC /双 LC,4.0m | 43.54 | https://www.l-com.cn/fiber-optic-9-125-single-mode-fiber-cable-dual-sc-dual-lc-40m
SFODSC-LC-05 | 9/125,单模光纤跳线, 双 SC /双 LC,5.0m | 45.34 | https://www.l-com.cn/fiber-optic-9-125-single-mode-fiber-cable-dual-sc-dual-lc-50m
SFODSC-LC-10 | 9/125单模光缆，双芯SC/双芯LC，10米 | 47.19 | https://www.l-com.cn/fiber-optic-9-125-single-mode-fiber-cable-dual-sc-dual-lc-100m
SFODSC-LC-15 | 9/125单模光缆，双芯SC/双芯LC，15米 | 62.71 | https://www.l-com.cn/fiber-optic-9-125-single-mode-fiber-cable-dual-sc-dual-lc-150m
SFODSC-OR-02 | 9/125单模光缆，双芯SC/双芯SC，橙，2米 | 29.83 | https://www.l-com.cn/fiber-optic-9-125-single-mode-fiber-cable-dual-sc-dual-sc-orange-20m
SFODSC-RD-01 | 9/125单模光缆，双芯SC/双芯SC，红，1米 | 33.215 | https://www.l-com.cn/fiber-optic-9-125-single-mode-fiber-cable-dual-sc-dual-sc-red-10m
SFODSC-RD-02 | 9/125单模光缆，双芯SC/双芯SC，红，2米 | 34.935 | https://www.l-com.cn/fiber-optic-9-125-single-mode-fiber-cable-dual-sc-dual-sc-red-20m
SFODST-01 | 9/125，单模光缆，双ST/双ST，1.0m | 30.82 | https://www.l-com.cn/fiber-optic-9-125-single-mode-fiber-cable-dual-st-dual-st-10m
SFODST-02 | 9/125，单模光缆，双ST/双ST，2.0m | 32.555 | https://www.l-com.cn/fiber-optic-9-125-single-mode-fiber-cable-dual-st-dual-st-20m
SFODST-03 | 9/125，单模光缆，双ST/双ST，3.0m | 34.275 | https://www.l-com.cn/fiber-optic-9-125-single-mode-fiber-cable-dual-st-dual-st-30m
SFODST-04 | 9/125，单模光缆，双ST/双ST，4.0m | 36.005 | https://www.l-com.cn/fiber-optic-9-125-single-mode-fiber-cable-dual-st-dual-st-40m
SFODST-05 | 9/125，单模光缆，双ST/双ST，5.0m | 37.77 | https://www.l-com.cn/fiber-optic-9-125-single-mode-fiber-cable-dual-st-dual-st-50m
SFODST-BL-03 | 9/125单模光缆，双芯ST/双芯ST，蓝，3米 | 34.28 | https://www.l-com.cn/fiber-optic-9-125-single-mode-fiber-cable-dual-st-dual-st-blue-30m
SFODST-FC-01 | 9/125，单模光缆，双ST/双FC，1.0m | 31.4867 | https://www.l-com.cn/fiber-optic-9-125-single-mode-fiber-cable-dual-st-dual-fc-10m
SFODST-GR-15 | 9/125单模光缆，双芯ST/双芯ST，绿，15米 | 55.14 | https://www.l-com.cn/fiber-optic-9-125-single-mode-fiber-cable-dual-st-dual-st-green-150m
SFODST-LC-01 | 9/125,单模光纤跳线, 双 ST /双 LC,1.0 m | 54.3435 | https://www.l-com.cn/fiber-optic-9-125-single-mode-fiber-cable-dual-st-dual-lc-10m
SFODST-LC-02 | 9/125,单模光纤跳线, 双 ST /双 LC,2.0m | 34.7536 | https://www.l-com.cn/fiber-optic-9-125-single-mode-fiber-cable-dual-st-dual-lc-20m
SFODST-LC-03 | 9/125,单模光纤跳线, 双 ST /双 LC,3.0m | 62.3175 | https://www.l-com.cn/fiber-optic-9-125-single-mode-fiber-cable-dual-st-dual-lc-30m
SFODST-LC-04 | 9/125,单模光纤跳线, 双 ST /双 LC,4.0m | 43.27 | https://www.l-com.cn/fiber-optic-9-125-single-mode-fiber-cable-dual-st-dual-lc-40m
SFODST-LC-05 | 9/125,单模光纤跳线, 双 ST /双 LC,5.0m | 47.6784 | https://www.l-com.cn/fiber-optic-9-125-single-mode-fiber-cable-dual-st-dual-lc-50m
SFODSTMIL-01 | 9/125单模军用级光缆，双芯ST/双芯ST，1米 | 650.9448 | https://www.l-com.cn/fiber-optic-9-125-single-mode-military-fiber-cable-dual-st-dual-st-10m
SFODSTMIL-02 | 9/125单模军用级光缆，双芯ST/双芯ST，2米 | 614.5537 | https://www.l-com.cn/fiber-optic-9-125-single-mode-military-fiber-cable-dual-st-dual-st-20m
SFODSTMIL-05 | 9/125单模军用级光缆，双芯ST/双芯ST，5米 | 765.9432 | https://www.l-com.cn/fiber-optic-9-125-single-mode-military-fiber-cable-dual-st-dual-st-50m
SFODST-OR-05 | 9/125单模光缆，双芯ST/双芯ST，橙，5米 | 33.9 | https://www.l-com.cn/fiber-optic-9-125-single-mode-fiber-cable-dual-st-dual-st-orange-50m
SFODST-SC-01 | 9/125，单模光缆，双ST/双SC，1.0m | 31.12 | https://www.l-com.cn/fiber-optic-9-125-singlemode-fiber-cable-dual-st-dual-sc-10m
SFODST-SC-02 | 9/125，单模光缆，双ST/双SC，2.0m | 32.78 | https://www.l-com.cn/fiber-optic-9-125-singlemode-fiber-cable-dual-st-dual-sc-20m
SFODST-SC-03 | 9/125，单模光缆，双ST/双SC，3.0m | 34.58 | https://www.l-com.cn/fiber-optic-9-125-singlemode-fiber-cable-dual-st-dual-sc-30m
SFODST-SC-05 | 9/125，单模光缆，双ST/双SC，5.0m | 38.08 | https://www.l-com.cn/fiber-optic-9-125-singlemode-fiber-cable-dual-st-dual-sc-50m
SFODZFC-02 | 9/125，单模低烟无卤光缆，双FC/双FC，2.0m | 42.9561 | https://www.l-com.cn/fiber-optic-9-125-singlemode-low-smoke-zero-halogen-fiber-cable-dual-fc-dual-fc-20m
SFODZLC-01 | 9/125，单模低烟无卤光缆，双LC/双LC，1.0m | 48.312 | https://www.l-com.cn/fiber-optic-9-125-singlemode-low-smoke-zero-halogen-fiber-cable-dual-lc-dual-lc-10m
SFODZLC-03 | 9/125，单模低烟无卤光缆，双LC/双LC，3.0m | 43.3833 | https://www.l-com.cn/fiber-optic-9-125-singlemode-low-smoke-zero-halogen-fiber-cable-dual-lc-dual-lc-30m
SFODZLC-04 | 9/125，单模低烟无卤光缆，双LC/双LC，4.0m | 45.15 | https://www.l-com.cn/fiber-optic-9-125-singlemode-low-smoke-zero-halogen-fiber-cable-dual-lc-dual-lc-40m
SFODZLC-05 | 9/125，单模低烟无卤光缆，双LC/双LC，5.0m | 56.8656 | https://www.l-com.cn/fiber-optic-9-125-singlemode-low-smoke-zero-halogen-fiber-cable-dual-lc-dual-lc-50m
SFODZLCCL-05 | 9/125单模联夹式低烟无卤光缆，双芯LC/双芯LC，0.5米 | 46.45 | https://www.l-com.cn/fiber-optic-9-125-singlemode-clipped-low-smoke-zero-halogen-fiber-cable-dual-lc-dual-lc-05m
SFODZLCCL-1 | 9/125单模联夹式低烟无卤光缆，双芯LC/双芯LC，1米 | 45.0533 | https://www.l-com.cn/fiber-optic-9-125-singlemode-clipped-low-smoke-zero-halogen-fiber-cable-dual-lc-dual-lc-10m
SFODZLCCL-10 | 9/125单模联夹式低烟无卤光缆，双芯LC/双芯LC，10米 | 65.76 | https://www.l-com.cn/fiber-optic-9-125-singlemode-clipped-low-smoke-zero-halogen-fiber-cable-dual-lc-dual-lc-100m
SFODZLCCL-2 | 9/125单模联夹式低烟无卤光缆，双芯LC/双芯LC，2米 | 49.57 | https://www.l-com.cn/fiber-optic-9-125-singlemode-clipped-low-smoke-zero-halogen-fiber-cable-dual-lc-dual-lc-20m
SFODZLCCL-3 | 9/125单模联夹式低烟无卤光缆，双芯LC/双芯LC，3米 | 51.55 | https://www.l-com.cn/fiber-optic-9-125-singlemode-clipped-low-smoke-zero-halogen-fiber-cable-dual-lc-dual-lc-30m
SFODZLCCL-5 | 9/125单模联夹式低烟无卤光缆，双芯LC/双芯LC，5米 | 55.61 | https://www.l-com.cn/fiber-optic-9-125-singlemode-clipped-low-smoke-zero-halogen-fiber-cable-dual-lc-dual-lc-50m
SFODZSC-01 | 9/125，单模低烟无卤光缆，双SC/双SC，1.0m | 27.65 | https://www.l-com.cn/fiber-optic-9-125-singlemode-low-smoke-zero-halogen-fiber-cable-dual-sc-dual-sc-10m
SFODZSC-02 | 9/125，单模低烟无卤光缆，双SC/双SC，2.0m | 29.4233 | https://www.l-com.cn/fiber-optic-9-125-singlemode-low-smoke-zero-halogen-fiber-cable-dual-sc-dual-sc-20m
SFODZSC-03 | 9/125，单模低烟无卤光缆，双SC/双SC，3.0m | 30.5476 | https://www.l-com.cn/fiber-optic-9-125-singlemode-low-smoke-zero-halogen-fiber-cable-dual-sc-dual-sc-30m
SFODZSC-04 | 9/125，单模低烟无卤光缆，双SC/双SC，4.0m | 32.9767 | https://www.l-com.cn/fiber-optic-9-125-singlemode-low-smoke-zero-halogen-fiber-cable-dual-sc-dual-sc-40m
SFODZSC-05 | 9/125，单模低烟无卤光缆，双SC/双SC，5.0m | 34.75 | https://www.l-com.cn/fiber-optic-9-125-singlemode-low-smoke-zero-halogen-fiber-cable-dual-sc-dual-sc-50m
SFODZST-02 | 9/125，单模低烟无卤光缆，双ST/双ST，2.0m | 28.9167 | https://www.l-com.cn/fiber-optic-9-125-singlemode-low-smoke-zero-halogen-fiber-cable-dual-st-dual-st-20m
SFODZST-04 | 9/125，单模低烟无卤光缆，双ST/双ST，4.0m | 32.47 | https://www.l-com.cn/fiber-optic-9-125-singlemode-low-smoke-zero-halogen-fiber-cable-dual-st-dual-st-40m
SFOFC-02 | 9/125，单模光缆，FC/FC，2.0m | 21.9384 | https://www.l-com.cn/fiber-optic-9-125-singlemode-fiber-cable-fc-fc-20m
SFOFC-03 | 9/125，单模光缆，FC/FC，3.0m | 21.7 | https://www.l-com.cn/fiber-optic-9-125-singlemode-fiber-cable-fc-fc-30m
SFOFC-04 | 9/125，单模光缆，FC/FC，4.0m | 29.4775 | https://www.l-com.cn/fiber-optic-9-125-singlemode-fiber-cable-fc-fc-40m
SFOFC-05 | 9/125，单模光缆，FC/FC，5.0m | 20.61 | https://www.l-com.cn/fiber-optic-9-125-singlemode-fiber-cable-fc-fc-50m
SFOFCA-01 | 9/125，单模APC光缆，FC/FC，1.0m | 21.755 | https://www.l-com.cn/fiber-optic-9-125-singlemode-fiber-apc-cable-fc-fc-10m
SFOFCA-02 | 9/125，单模APC光缆，FC/FC，2.0m | 22.732 | https://www.l-com.cn/fiber-optic-9-125-singlemode-fiber-apc-cable-fc-fc-20m
SFOFCA-03 | 9/125，单模APC光缆，FC/FC，3.0m | 26.775 | https://www.l-com.cn/fiber-optic-9-125-singlemode-fiber-apc-cable-fc-fc-30m
SFOFCA-04 | 9/125，单模APC光缆，FC/FC，4.0m | 24.229 | https://www.l-com.cn/fiber-optic-9-125-singlemode-fiber-apc-cable-fc-fc-40m
SFOFCA-05 | 9/125，单模APC光缆，FC/FC，5.0m | 25.053 | https://www.l-com.cn/fiber-optic-9-125-singlemode-fiber-apc-cable-fc-fc-50m
SFOLC-01 | 9/125,单模光纤跳线, LC / LC,1.0 m | 22.765 | https://www.l-com.cn/fiber-optic-9-125-singlemode-fiber-cable-lc-lc-10m
SFOLC-02 | 9/125,单模光纤跳线, LC / LC,2.0m | 24.904 | https://www.l-com.cn/fiber-optic-9-125-singlemode-fiber-cable-lc-lc-20m
SFOLC-03 | 9/125,单模光纤跳线, LC / LC,3.0m | 24.625 | https://www.l-com.cn/fiber-optic-9-125-singlemode-fiber-cable-lc-lc-30m
SFOLC-04 | 9/125,单模光纤跳线, LC / LC,4.0m | 25.515 | https://www.l-com.cn/fiber-optic-9-125-singlemode-fiber-cable-lc-lc-40m
SFOLC-05 | 9/125,单模光纤跳线, LC / LC,5.0m | 26.48 | https://www.l-com.cn/fiber-optic-9-125-singlemode-fiber-cable-lc-lc-50m
SFOLCA-01 | 9/125单模APC光缆，LC/LC，1米 | 41.41 | https://www.l-com.cn/fiber-optic-9-125-singlemode-fiber-apc-cable-lc-lc-10m
SFOLCA-03 | 9/125单模APC光缆，LC/LC，3米 | 49.31 | https://www.l-com.cn/fiber-optic-9-125-singlemode-fiber-apc-cable-lc-lc-30m
SFOLCA-05 | 9/125单模APC光缆，LC/LC，5米 | 44.7067 | https://www.l-com.cn/fiber-optic-9-125-singlemode-fiber-apc-cable-lc-lc-50m
SFOL-FC | 光纤回路器，带FC型连接器，9/125 | 17.3767 | https://www.l-com.cn/fiber-optic-fiber-loopback-with-fc-connectors-9-125
SFOL-LC | 光纤回路器，带LC型连接器，9/125 | 20.5488 | https://www.l-com.cn/fiber-optic-fiber-loopback-with-lc-connectors-9-125
SFOL-MTRJ | 光纤回路器，带MTRJ型连接器（带引脚），9/125 | 29.805 | https://www.l-com.cn/fiber-optic-fiber-loopback-mtrj-connector-with-pins-9-125
SFOL-SC | 光纤回路器，带SC连接器，9/125 | 14.27 | https://www.l-com.cn/fiber-optic-fiber-loopback-with-sc-connectors-9-125
SFOMU-01 | 9/125单模光缆，MU/MU，1米 | 51.76 | https://www.l-com.cn/fiber-optic-9-125-singlemode-fiber-cable-mu-mu-10m
SFOSC-01 | 9/125，单模光缆，SC/SC，1.0m | 15.79 | https://www.l-com.cn/fiber-optic-9-125-singlemode-fiber-cable-sc-sc-10m
SFOSC-02 | 9/125，单模光缆，SC/SC，2.0m | 16.695 | https://www.l-com.cn/fiber-optic-9-125-singlemode-fiber-cable-sc-sc-20m
SFOSC-03 | 9/125，单模光缆，SC/SC，3.0m | 17.66 | https://www.l-com.cn/fiber-optic-9-125-singlemode-fiber-cable-sc-sc-30m
SFOSC-04 | 9/125，单模光缆，SC/SC，4.0m | 18.55 | https://www.l-com.cn/fiber-optic-9-125-singlemode-fiber-cable-sc-sc-40m
SFOSC-05 | 9/125，单模光缆，SC/SC，5.0m | 19.545 | https://www.l-com.cn/fiber-optic-9-125-singlemode-fiber-cable-sc-sc-50m
SFOSCA-01 | 9/125，单模APC光缆，SC/SC，1.0m | 21.265 | https://www.l-com.cn/fiber-optic-9-125-singlemode-fiber-apc-cable-sc-sc-10m
SFOSCA-02 | 9/125，单模APC光缆，SC/SC，2.0m | 22.235 | https://www.l-com.cn/fiber-optic-9-125-singlemode-fiber-apc-cable-sc-sc-20m
SFOSCA-03 | 9/125，单模APC光缆，SC/SC，3.0m | 23.19 | https://www.l-com.cn/fiber-optic-9-125-singlemode-fiber-apc-cable-sc-sc-30m
SFOSCA-05 | 9/125，单模APC光缆，SC/SC，5.0m | 25.08 | https://www.l-com.cn/fiber-optic-9-125-singlemode-fiber-apc-cable-sc-sc-50m
SFOSC-LC-01 | 9/125，单模光缆，SC/LC，1.0m | 19.245 | https://www.l-com.cn/fiber-optic-9-125-singlemode-fiber-cable-sc-lc-10m
SFOSC-LC-02 | 9/125，单模光缆，SC/LC，2.0m | 20.21 | https://www.l-com.cn/fiber-optic-9-125-singlemode-fiber-cable-sc-lc-20m
SFOSC-LC-03 | 9/125，单模光缆，SC/LC，3.0m | 21.105 | https://www.l-com.cn/fiber-optic-9-125-singlemode-fiber-cable-sc-lc-30m
SFOSC-LC-04 | 9/125，单模光缆，SC/LC，4.0m | 22.065 | https://www.l-com.cn/fiber-optic-9-125-singlemode-fiber-cable-sc-lc-40m
SFOSC-LC-05 | 9/125，单模光缆，SC/LC，5.0m | 23.055 | https://www.l-com.cn/fiber-optic-9-125-singlemode-fiber-cable-sc-lc-50m
SFOST-01 | 9/125，单模光缆，ST/ST，1.0m | 15.49 | https://www.l-com.cn/fiber-optic-9-125-singlemode-fiber-cable-st-st-10m
SFOST-02 | 9/125，单模光缆，ST/ST，2.0m | 16.465 | https://www.l-com.cn/fiber-optic-9-125-singlemode-fiber-cable-st-st-20m
SFOST-03 | 9/125，单模光缆，ST/ST，3.0m | 17.35 | https://www.l-com.cn/fiber-optic-9-125-singlemode-fiber-cable-st-st-30m
SFOST-04 | 9/125，单模光缆，ST/ST，4.0m | 19.3248 | https://www.l-com.cn/fiber-optic-9-125-singlemode-fiber-cable-st-st-40m
SFOST-05 | 9/125，单模光缆，ST/ST，5.0m | 19.245 | https://www.l-com.cn/fiber-optic-9-125-singlemode-fiber-cable-st-st-50m
SFOST-FC-01 | 9/125，单模光缆，ST/FC，1.0m | 17.655 | https://www.l-com.cn/fiber-optic-9-125-singlemode-fiber-cable-st-fc-10m
SFOST-FC-03 | 9/125，单模光缆，ST/FC，3.0m | 19.55 | https://www.l-com.cn/fiber-optic-9-125-singlemode-fiber-cable-st-fc-30m
SFOST-FC-04 | 9/125，单模光缆，ST/FC，4.0m | 20.435 | https://www.l-com.cn/fiber-optic-9-125-singlemode-fiber-cable-st-fc-40m
SFOST-FC-05 | 9/125，单模光缆，ST/FC，5.0m | 21.4 | https://www.l-com.cn/fiber-optic-9-125-singlemode-fiber-cable-st-fc-50m
SFOST-LC-01 | 9/125单模光缆，ST/LC，1米 | 19.075 | https://www.l-com.cn/fiber-optic-9-125-singlemode-fiber-cable-st-lc-10m
SFOST-LC-02 | 9/125单模光缆，ST/LC，2米 | 20.05 | https://www.l-com.cn/fiber-optic-9-125-singlemode-fiber-cable-st-lc-20m
SFOST-LC-03 | 9/125单模光缆，ST/LC，3米 | 18.325 | https://www.l-com.cn/fiber-optic-9-125-singlemode-fiber-cable-st-lc-30m
SFOST-LC-04 | 9/125单模光缆，ST/LC，4米 | 19.15 | https://www.l-com.cn/fiber-optic-9-125-singlemode-fiber-cable-st-lc-40m
SFOST-LC-05 | 9/125单模光缆，ST/LC，5米 | 19.9767 | https://www.l-com.cn/fiber-optic-9-125-singlemode-fiber-cable-st-lc-50m
SFOST-SC-01 | 9/125，单模光缆，ST/SC，1.0m | 15.625 | https://www.l-com.cn/fiber-optic-9-125-singlemode-fiber-cable-st-sc-10m
SFOST-SC-02 | 9/125，单模光缆，ST/SC，2.0m | 16.53 | https://www.l-com.cn/fiber-optic-9-125-singlemode-fiber-cable-st-sc-20m
SFOST-SC-03 | 9/125，单模光缆，ST/SC，3.0m | 17.52 | https://www.l-com.cn/fiber-optic-9-125-singlemode-fiber-cable-st-sc-30m
SFOST-SC-04 | 9/125，单模光缆，ST/SC，4.0m | 18.42 | https://www.l-com.cn/fiber-optic-9-125-singlemode-fiber-cable-st-sc-40m
SFOST-SC-05 | 9/125，单模光缆，ST/SC，5.0m | 19.38 | https://www.l-com.cn/fiber-optic-9-125-singlemode-fiber-cable-st-sc-50m
SK-AFT-G-CAC | Senko通用2.5毫米至1.25毫米转接头，用于光纤可视故障定位器 | 209.5632 | https://www.l-com.cn/test-equipment-senko-universal-25mm-to-125mm-adapter-for-fiber-visual-fault-locator
SK-AFT-G-FC | Senko光纤可视故障定位器 | 605.4048 | https://www.l-com.cn/test-equipment-senko-fiber-visual-fault-locator
SMB01K-WT | 1个Keystone插件用表面安装盒，白色 | 4.6182 | https://www.l-com.cn/ethernet-surface-mount-box-for-1-keystone-insert-white
SMB110C5ES-S | 超5类Keystone表面安装插座，屏蔽式，配备1个RJ45 EIA568A/B | 10.2881 | https://www.l-com.cn/ethernet-shielded-category-5e-surface-mount-jack-with-1-rj45-eia568a-b
SMB110C6S-S | 6类Keystone表面安装插座，，屏蔽式，配备1个RJ45 EIA568A/B | 9.4622 | https://www.l-com.cn/ethernet-shielded-category-6-surface-mount-jack-with-1-rj45-eia568a-b
SMB4512-I | 超5类表面安装盒，RJ45（8x8）/RJ12（6x6） | 27.9033 | https://www.l-com.cn/ethernet-category-5e-surface-box-rj45-8x8-rj12-6x6
SMB4545-W | 超5类表面安装盒，RJ45（8x8）/RJ45（8x8），白色 | 39.2832 | https://www.l-com.cn/ethernet-category-5e-surface-box-rj45-8x8-rj45-8x8-white
SMB45-I | 超5类表面安装盒，单端口，RJ45（8x8），乳白色 | 28.8288 | https://www.l-com.cn/ethernet-category-5e-surface-box-single-port-rj45-8x8-ivory
SMB45-W | 超5类表面安装盒，单端口，RJ45（8x8），白色 | 21.384 | https://www.l-com.cn/ethernet-category-5e-surface-box-single-port-rj45-8x8-white
SMBC110C5E | 110卡线式表面安装盒，超5类串接式耦合器 | 9.9792 | https://www.l-com.cn/ethernet-category-5e-rated-inline-coupler-110-punch-down-surface-mount-box
SMBC110C6 | 110卡线式表面安装盒，6类串接式耦合器 | 10.4639 | https://www.l-com.cn/ethernet-category-6-rated-inline-coupler-110-punch-down-surface-mount-box
SMBC110SC5E | 110卡线式表面安装盒，超5类屏蔽串接式耦合器 | 13.464 | https://www.l-com.cn/ethernet-shielded-category-5e-rated-inline-coupler-110-punch-down-surface-mount-box
SMBC110SC6 | 110卡线式表面安装盒，6类屏蔽串接式耦合器 | 14.9688 | https://www.l-com.cn/ethernet-shielded-category-6-rated-inline-coupler-110-punch-down-surface-mount-box
SMD110C5ED-S | 超5类Keystone表面安装插座，屏蔽式，配备2个RJ45 EIA568A/B | 12.0631 | https://www.l-com.cn/ethernet-shielded-category-5e-surface-mount-jack-with-2-rj45s-eia568a-b
SMJ-RJ45180-C5E | 额定超五类等级RJ45（8x8）表面贴装插孔，PCB焊柱180°版，15um触点电镀，黑色 | 4.9104 | https://www.l-com.cn/category-5e-rated-rj45-8x8-surface-mount-jack-pcb-solder-post-180-version-15um-contact-plating-black
SMJ-RJ45180-C6 | 六类的RJ45（8x8）表面贴装插孔，PCB焊柱180°版，15um触点电镀，黑色 | 4.752 | https://www.l-com.cn/category-6-rated-rj45-8x8-surface-mount-jack-pcb-solder-post-180-version-15um-contact-plating-black
SMJ-RJ4590 | RJ45（8x8）表面贴装插孔，PCB焊柱90°版，30um触点电镀，黑色 | 4.752 | https://www.l-com.cn/rj45-8x8-surface-mount-jack-pcb-solder-post-90-version-30um-contact-plating-black
SMJ-RJ4590-C6 | 六类级的RJ45（8x8）表面贴装插孔，PCB焊柱90°版，30um触点电镀，黑色 | 5.544 | https://www.l-com.cn/category-6-rated-rj45-8x8-surface-mount-jack-pcb-solder-post-90-version-30um-contact-plating-black
SMJ-RJ4590-LED | RJ45（8x8）带LED的表面安装插孔母头，PCB焊接接线柱90度方向，黑色 | 3.6432 | https://www.l-com.cn/rj45-8x8-surface-mount-jack-female-with-leds-pcb-solder-post-90-degree-orientation-black
SMJ-RJ45S90 | RJ45（8x8）表面贴装插座，屏蔽，PCB焊接，90°版本，30um触点电镀，银 | 6.1776 | https://www.l-com.cn/rj45-8x8-surface-mount-jack-shielded-pcb-solder-post-90-version-30um-contact-plating-silver
SMJ-RJ45S90-LED | RJ45（8x8）带LED的表面安装插孔母头，带屏蔽层，PCB焊接接线柱90度方向，银色 | 4.5936 | https://www.l-com.cn/rj45-8x8-surface-mount-jack-female-with-leds-shielded-pcb-solder-post-90-degree-orientation-silver
SMM45-6W | 超5类表面安装盒，6个端口，RJ45（8x8） | 103.8312 | https://www.l-com.cn/ethernet-category-5e-surface-box-6-port-rj45-8x8
SPV332-38 | 3/32英寸（2.4毫米）粗×3/8英寸（9.5毫米） 长热缩管，100件/袋 | 14.8744 | https://www.l-com.cn/d-sub-3-32-d-x-3-8-l-shrink-tubing-pkg-100
ST4300USBM | 工业级加固型四端口USB 3.0集线器（可安装） | 1260.171 | https://www.l-com.cn/usb-4-port-rugged-industrial-usb-30-hub-mountable
SW-504 | Planet 5端口10/100桌面式以太网交换机（塑料外壳） | 52.272 | https://www.l-com.cn/ethernet-switches-planet-5-port-10-100-desktop-ethernet-switch-plastic-case
SWHD-2 | HDMI可转动连接器线缆，HDMI公头/HDMI公头，2米 | 43.1109 | https://www.l-com.cn/audio-video-hdmi-swivel-connector-cable-hdmi-male-hdmi-male-20-m
SWTC-FS108NA | NETGEAR 10/100Mbps 8端口RJ45交换机 | 240.5832 | https://www.l-com.cn/ethernet-switches-netgear-10-100mbps-8-port-rj45-switch
SWTC-PT1601 | Planet 16端口10/100快速以太网交换机 | 198 | https://www.l-com.cn/ethernet-switches-planet-16-port-10-100-fast-ethernet-switch
SWTC-PTG503 | Planet 5端口10/100/1000千兆级以太网交换机 | 113.256 | https://www.l-com.cn/ethernet-switches-planet-5-port-10-100-1000-gigabit-ethernet-switch
SWTC-PTG803 | Planet 8端口10/100/1000千兆级以太网交换机 | 140.976 | https://www.l-com.cn/ethernet-switches-planet-8-port-10-100-1000-gigabit-ethernet-switch
TAP1181-3/8 | 铜箔屏蔽胶带，2.6毫米×3/8英寸（9.5毫米）宽×18码（16.5米） | 70.06 | https://www.l-com.cn/d-sub-copper-foil-shielding-tape-26-mil-x-3-8-width-x-18-yards
TAP-LCM4-5050-LGX | 无源光学分配器，MMF OM4 LC连接器，50/50 分配，1 / 2LGX模块 | 897 | https://www.l-com.cn/passive-optical-tap-mmf-om4-lc-connectors-50-50-split-1-2lgx-module-tap-lcm4-5050-lgx
TAP-LCM4-6040-LGX | 无源光学分配器，MMF OM4 LC连接器，60/40 分配，1 / 2LGX模块 | 897 | https://www.l-com.cn/passive-optical-tap-mmf-om4-lc-connectors-60-40-split-1-2lgx-module-tap-lcm4-6040-lgx
TAP-LCM4-7030-LGX | 无源光学分配器，MMF OM4 LC连接器，70/30 分配，1 / 2LGX模块 | 897 | https://www.l-com.cn/passive-optical-tap-mmf-om4-lc-connectors-70-30-split-1-2lgx-module-tap-lcm4-7030-lgx
TAP-LCM4-9802-LGX | 无源光学分配器，MMF OM4 LC连接器，98/2 分配，1 / 2LGX模块 | 897 | https://www.l-com.cn/passive-optical-tap-mmf-om4-lc-connectors-98-2-split-1-2lgx-module-tap-lcm4-9802-lgx
TAP-LCSM-5050-F | 无源光学分配器，SMF LC连接器，2通道50/50 分配，现场设备 | 89.7 | https://www.l-com.cn/passive-optical-tap-smf-lc-connectors-2ch-50-50-split-field-unit-tap-lcsm-5050-f
TAP-LCSM-5050-LGX | 无源光学分配器，SMF LC连接器，50/50 分配，1 / 2LGX模块 | 559 | https://www.l-com.cn/passive-optical-tap-smf-lc-connectors-50-50-split-1-2lgx-module-tap-lcsm-5050-lgx
TAP-LCSM-6040-F | 无源光学分配器，SMF LC连接器，2通道60/40 分配，现场设备 | 89.7 | https://www.l-com.cn/passive-optical-tap-smf-lc-connectors-2ch-60-40-split-field-unit-tap-lcsm-6040-f
TAP-LCSM-6040-LGX | 无源光学分配器，SMF LC连接器，60/40 分配，1 / 2LGX模块 | 559 | https://www.l-com.cn/passive-optical-tap-smf-lc-connectors-60-40-split-1-2lgx-module-tap-lcsm-6040-lgx
TAP-LCSM-7030-F | 无源光学分配器，SMF LC连接器，2通道70/30 分配，现场设备 | 89.7 | https://www.l-com.cn/passive-optical-tap-smf-lc-connectors-2ch-70-30-split-field-unit-tap-lcsm-7030-f
TAP-LCSM-7030-LGX | 无源光学分配器，SMF LC连接器，70/30 分配，1 / 2LGX模块 | 559 | https://www.l-com.cn/passive-optical-tap-smf-lc-connectors-70-30-split-1-2lgx-module-tap-lcsm-7030-lgx
TAP-LCSM-9802-F | 无源光学分配器，SMF LC连接器，2通道98/2 分配，现场设备 | 89.7 | https://www.l-com.cn/passive-optical-tap-smf-lc-connectors-2ch-98-2-split-field-unit-tap-lcsm-9802-f
TAP-LCSM-9802-LGX | 无源光学分配器，SMF LC连接器，98/2 分配，1 / 2LGX模块 | 559 | https://www.l-com.cn/passive-optical-tap-smf-lc-connectors-98-2-split-1-2lgx-module-tap-lcsm-9802-lgx
TAP-PMM4-5050-LGX | 无源光学分配器，MMF OM4 MPO12连接器，50/50 分配，1 / 2LGX模块 | 2138.5 | https://www.l-com.cn/passive-optical-tap-mmf-om4-mpo12-connectors-50-50-split-1-2lgx-module-tap-pmm4-5050-lgx
TAP-PMM4-6040-LGX | 无源光学分配器，MMF OM4 MPO12连接器，60/40 分配，1 / 2LGX模块 | 2138.5 | https://www.l-com.cn/passive-optical-tap-mmf-om4-mpo12-connectors-60-40-split-1-2lgx-module-tap-pmm4-6040-lgx
TAP-PMM4-7030-LGX | 无源光学分配器，MMF OM4 MPO12连接器，70/30 分配，1 / 2LGX模块 | 2138.5 | https://www.l-com.cn/passive-optical-tap-mmf-om4-mpo12-connectors-70-30-split-1-2lgx-module-tap-pmm4-7030-lgx
TAP-PMM4-9802-LGX | 无源光学分配器，MMF OM4 MPO12连接器，98/2 分配，1 / 2LGX模块 | 2138.5 | https://www.l-com.cn/passive-optical-tap-mmf-om4-mpo12-connectors-98-2-split-1-2lgx-module-tap-pmm4-9802-lgx
TAP-PMSM-5050-LGX | 无源光学分配器，SMF MPO12连接器，50/50 分配，1 / 2LGX模块 | 1872 | https://www.l-com.cn/passive-optical-tap-smf-mpo12-connectors-50-50-split-1-2lgx-module-tap-pmsm-5050-lgx
TAP-PMSM-6040-LGX | 无源光学分配器，SMF MPO12连接器，60/40 分配，1 / 2LGX模块 | 1872 | https://www.l-com.cn/passive-optical-tap-smf-mpo12-connectors-60-40-split-1-2lgx-module-tap-pmsm-6040-lgx
TAP-PMSM-7030-LGX | 无源光学分配器，SMF MPO12连接器，70/30 分配，1 / 2LGX模块 | 1872 | https://www.l-com.cn/passive-optical-tap-smf-mpo12-connectors-70-30-split-1-2lgx-module-tap-pmsm-7030-lgx
TAP-PMSM-9802-LGX | 无源光学分配器，SMF MPO12连接器，98/2 分配，1 / 2LGX模块 | 1872 | https://www.l-com.cn/passive-optical-tap-smf-mpo12-connectors-98-2-split-1-2lgx-module-tap-pmsm-9802-lgx
TB271AF | Telebyte RS232光纤线路驱动器，DB25F，外部供电 | 1104.246 | https://www.l-com.cn/serial-converters-controller-cards-telebyte-rs232-fiber-line-driver-db25f-externally-powered
TB272F | Telebyte RS422光纤线路驱动器，DB25F，外部供电 | 1328.2097 | https://www.l-com.cn/serial-converters-controller-cards-telebyte-rs422-fiber-line-driver-db25f-externally-powered
TC2379 | 超5类UTP线缆，干线级护套，4对24AWG实心导线，乳白，1000英尺（305米） | 1151.2037 | https://www.l-com.cn/ethernet-category-5e-utp-riser-rated-24-awg-4-pair-solid-conductor-beige-1kft
TC2581 | 超5类UTP线缆，4对24AWG多股导线，黄，1000英尺（305米） | 1266.3894 | https://www.l-com.cn/ethernet-category-5e-utp-24-awg-4-pair-stranded-conductor-yellow-1kft
TC2589 | 超5类UTP线缆，4对24AWG多股导线，红，1000英尺（305米） | 1343.661 | https://www.l-com.cn/ethernet-category-5e-utp-24-awg-4-pair-stranded-conductor-red-1kft
TC2590 | 超5类UTP线缆，4对24AWG多股导线，绿，1000英尺（305米） | 1231.4267 | https://www.l-com.cn/ethernet-category-5e-utp-24-awg-4-pair-stranded-conductor-green-1kft
TC2591 | 超5类UTP线缆，4对24AWG多股导线，黑，1000英尺（305米） | 1231.9204 | https://www.l-com.cn/ethernet-category-5e-utp-24-awg-4-pair-stranded-conductor-black-1kft
TC2593 | 超5类UTP线缆，4对24AWG多股导线，白，1000英尺（305米） | 1237.3218 | https://www.l-com.cn/ethernet-category-5e-utp-24-awg-4-pair-stranded-conductor-white-1kft
TC2594 | 超5类UTP线缆，4对24AWG多股导线，橙，1000英尺（305米） | 1218.3732 | https://www.l-com.cn/ethernet-category-5e-utp-24-awg-4-pair-stranded-conductor-orange-1kft
TC2881 | 超5类UTP线缆，干线级护套，4对24AWG实心导线，白，1000英尺（305米） | 679.536 | https://www.l-com.cn/ethernet-category-5e-utp-riser-rated-24-awg-4-pair-solid-conductor-white-1kft
TC5200 | 6类UTP线缆，4对24AWG多股导线，黑，1000英尺（305米） | 1269.664 | https://www.l-com.cn/ethernet-category-6-utp-24-awg-4-pair-stranded-conductor-black-1kft
TC5202 | 6类UTP线缆，4对24AWG多股导线，红，1000英尺（305米） | 1333.7614 | https://www.l-com.cn/ethernet-category-6-utp-24-awg-4-pair-stranded-conductor-red-1kft
TC5203 | 6类UTP线缆，4对24AWG多股导线，橙，1000英尺（305米） | 1227.8693 | https://www.l-com.cn/ethernet-category-6-utp-24-awg-4-pair-stranded-conductor-orange-1kft
TC5204 | 6类UTP线缆，4对24AWG多股导线，黄，1000英尺（305米） | 1598.9569 | https://www.l-com.cn/ethernet-category-6-utp-24-awg-4-pair-stranded-conductor-yellow-1kft
TC5205 | 6类UTP线缆，4对24AWG多股导线，绿，1000英尺（305米） | 1716.3511 | https://www.l-com.cn/ethernet-category-6-utp-24-awg-4-pair-stranded-conductor-green-1kft
TC5207 | 6类UTP线缆，4对24AWG多股导线，紫，1000英尺（305米） | 1507.478 | https://www.l-com.cn/ethernet-category-6-utp-24-awg-4-pair-stranded-conductor-violet-1kft
TC5208 | 6类UTP线缆，4对24AWG多股导线，灰，1000英尺（305米） | 1338.1791 | https://www.l-com.cn/ethernet-category-6-utp-24-awg-4-pair-stranded-conductor-gray-1kft
TC5211 | 6类UTP线缆，4对24AWG多股导线，浅蓝，1000英尺（305米） | 1303.8379 | https://www.l-com.cn/ethernet-category-6-utp-24-awg-4-pair-stranded-conductor-lt-blue-1kft
TC5700 | 超5类线缆，工业级高柔性PUR护套，4对24AWG多股导线，黑，1000英尺（305米） | 2782.604 | https://www.l-com.cn/ethernet-cat5e-industrial-hi-flex-pur-jacket-4-pr-stranded-24-awg-1000ft-black
TC628-BL | 6类UTP细线，CMR阻燃级护套，4对28AWG多股，蓝，1000英尺（305米） | 1453.2052 | https://www.l-com.cn/ethernet-cat-6-utp-cmr-28awg-4-pair-stranded-slim-line-blue-1kft
TC628LS-BLU | Cat 6 UTP Dual Rated CM-LSZH 28AWG 4-Pair Stranded Slim-Line Blue, 1KFT | 2060.6494 | https://www.l-com.cn/ethernet-cat-6-utp-dual-rated-cm-lszh-28awg-4-pair-stranded-slim-line-blue-1kft
TC8677 | 6类UTP线缆，干线级护套，4对23AWG实心导线，蓝，1000英尺（305米） | 1092.2815 | https://www.l-com.cn/ethernet-category-6-utp-riser-rated-23-awg-4-pair-solid-conductor-blue-1kft
TCK59F | F Connector Installation Kit for RG59 | 516.5989 | https://www.l-com.cn/coaxial-f-connector-installation-kit-for-rg59
TCK60F | F Connector Installation Kit for RG6 | 591.9232 | https://www.l-com.cn/coaxial-f-connector-installation-kit-for-rg6
TCK68MOD | 带有插头的RJ45与RJ12压接工具套件 | 231.1452 | https://www.l-com.cn/ethernet-rj45-and-rj12-crimp-tool-kit-with-plugs
TC-M124AM-2M83F | T形耦合器，M12 4针A编码公头/2个M12 3针母头 | 93.0758 | https://www.l-com.cn/ethernet-m12-4-pin-a-code-male-to-2x-m8-3-pin-female-t-coupler
TC-M125AM-2M124AF | T形耦合器，M12 5针A编码公头/2个M12 4针A编码母头 | 75.0816 | https://www.l-com.cn/ethernet-m12-5-pin-a-code-male-to-2x-m12-4-pin-a-code-female-t-coupler
TC-M125AM-2M125AF | T形耦合器，M12 5针A编码公头/2个M12 5针A编码母头 | 76.2696 | https://www.l-com.cn/ethernet-m12-5-pin-a-code-male-to-2x-m12-5-pin-a-code-female-t-coupler
TCPT110 | 带110型打孔器的非屏蔽式双绞线圆形线缆护套剥皮器 | 8.712 | https://www.l-com.cn/ethernet-utp-round-cable-jacket-stripper-with-110-punch
TCPT2 | 非屏蔽式双绞线圆形线缆护套剥皮器 | 8.1834 | https://www.l-com.cn/ethernet-utp-round-cable-jacket-stripper
TD8P8CK | 水晶头，RJ45（8x8）（带定位键），100个/袋 | 62.3304 | https://www.l-com.cn/ethernet-modular-plug-rj45-8x8-keyed-pkg-100
TDA306-6C | 模块化表面安装插座，尾部接入，RJ12（6x6） | 4.2425 | https://www.l-com.cn/ethernet-modular-surface-mount-jack-end-access-rj12-6x6
TDA310-4C | 模块化表面安装插座，侧接，RJ11（6x4） | 3.9764 | https://www.l-com.cn/ethernet-modular-surface-mount-jack-side-access-rj11-6x4
TDA310-6C | 模块化表面安装插座，侧接，RJ12（6x6） | 9.8899 | https://www.l-com.cn/ethernet-modular-surface-mount-jack-side-access-rj12-6x6
TDB4-100 | 4芯扁平线（PVC），100英尺（30.5米）卷绕 | 34.91 | https://www.l-com.cn/ethernet-4-conductor-flat-modular-cord-pvc-100-ft-coil
TDC003-2 | 扁平模块化线缆，交叉型RJ45（8x8）/RJ45（8x8），2.0ft/0.6m | 2.89 | https://www.l-com.cn/ethernet-flat-modular-cable-crossed-rj45-8x8-rj45-8x8-20-ft
TDC003-7 | 扁平模块化线缆，交叉型RJ45（8x8）/RJ45（8x8），7.0ft/2.1m | 5.427 | https://www.l-com.cn/ethernet-flat-modular-cable-crossed-rj45-8x8-rj45-8x8-70-ft
TDC005-10 | 扁平水晶头线缆，RJ45（8×8）水晶头/锡封预剥端，10英尺（3米） | 8.86 | https://www.l-com.cn/ethernet-flat-modular-cable-rj45-8x8-tinned-end-100-ft
TDC005-14 | 扁平模块化线缆，RJ45（8x8）/镀锡端，14.0ft/4.3m | 10.9556 | https://www.l-com.cn/ethernet-flat-modular-cable-rj45-8x8-tinned-end-140-ft
TDC005-2 | 扁平模块化线缆，RJ45（8x8）/镀锡端，2.0ft/0.6m | 2.89 | https://www.l-com.cn/ethernet-flat-modular-cable-rj45-8x8-tinned-end-20-ft
TDC005-7 | 扁平模块化线缆，RJ45（8x8）/镀锡端，7.0ft/2.1m | 5.2481 | https://www.l-com.cn/ethernet-flat-modular-cable-rj45-8x8-tinned-end-70-ft
TDC019-10 | 扁平水晶头线缆，RJ11（6×4）水晶头/锡封预剥端，10英尺（3米） | 5.32 | https://www.l-com.cn/ethernet-flat-modular-cable-rj11-6x4-tinned-end-100-ft
TDC029-5 | 扁平水晶头线缆，RJ12（6×6）水晶头/锡封预剥端，5英尺（1.5米） | 3.615 | https://www.l-com.cn/ethernet-flat-modular-cable-rj12-6x6-tinned-end-50-ft
TDC053-14 | 扁平模块化线缆，RJ45（8x8）/RJ45（8x8），14.0ft/4.3m | 9.4225 | https://www.l-com.cn/ethernet-flat-modular-cable-rj45-8x8-rj45-8x8-140-ft
TDC053-2 | 扁平模块化线缆，RJ45（8x8）/RJ45（8x8），2.0ft/0.6m | 3.6773 | https://www.l-com.cn/ethernet-flat-modular-cable-rj45-8x8-rj45-8x8-20-ft
TDC053-5 | 扁平水晶头线缆，RJ45（8×8）水晶头/RJ45（8×8）水晶头，5英尺（1.5米） | 5.51 | https://www.l-com.cn/ethernet-flat-modular-cable-rj45-8x8-rj45-8x8-50-ft
TDC053-7 | 扁平模块化线缆，RJ45（8x8）/RJ45（8x8），7.0ft/2.1m | 7.05 | https://www.l-com.cn/ethernet-flat-modular-cable-rj45-8x8-rj45-8x8-70-ft
TDC057-10 | 扁平RJ12水晶头线缆，RJ12（6×6）水晶头/RJ12（6×6）水晶头，10英尺（3米） | 6.05 | https://www.l-com.cn/ethernet-flat-modular-rj12-cable-rj12-6x6-rj12-6x6-100-ft
TDC057-14 | 扁平模块化线缆,RJ12 (6x6)/RJ12 (6x6),14.0 ft/4.3 m | 7.5174 | https://www.l-com.cn/ethernet-flat-modular-rj12-cable-rj12-6x6-rj12-6x6-140-ft
TDC057-25 | 扁平模块化线缆,RJ12 (6x6)/RJ12 (6x6),25.0 ft/7.6 m | 21.9286 | https://www.l-com.cn/ethernet-flat-modular-rj12-cable-rj12-6x6-rj12-6x6-250-ft
TDC057-7 | 扁平模块化线缆,RJ12 (6x6)/RJ12 (6x6),7.0 ft/2.1 m | 7.2158 | https://www.l-com.cn/ethernet-flat-modular-rj12-cable-rj12-6x6-rj12-6x6-70-ft
TDC201 | 扁平水晶头线缆，交叉接线RJ11（6×4）水晶头/RJ11（6×4）水晶头，1英尺（0.3米） | 4.92 | https://www.l-com.cn/ethernet-flat-modular-cable-crossed-rj11-6x4-rj11-6x4-10-ft
TDC207 | 扁平模块化线缆, 交叉型, RJ11 (6x4) / RJ11 (6x4), 7.0 ft / 2.1 m | 3.3 | https://www.l-com.cn/ethernet-flat-modular-cable-crossed-rj11-6x4-rj11-6x4-70-ft
TDC225 | 扁平模块化线缆, 交叉型, RJ11 (6x4) / RJ11 (6x4), ，25.0 ft / 7.6 m | 8.4 | https://www.l-com.cn/ethernet-flat-modular-cable-crossed-rj11-6x4-rj11-6x4-250-ft
TDC303 | 扁平模块化线缆, RJ11 (6x4) / RJ11 (6x4), 3.0 ft / 0.9 m | 2.46 | https://www.l-com.cn/ethernet-flat-modular-cable-rj11-6x4-rj11-6x4-30-ft
TDC310 | 扁平水晶头线缆，RJ11（6×4）水晶头/RJ11（6×4）水晶头，10英尺（3米） | 4.84 | https://www.l-com.cn/ethernet-flat-modular-cable-rj11-6x4-rj11-6x4-100-ft
TDC350FF-10 | 3类Telco线缆，90º母头/90º母头，10英尺（3米） | 97.177 | https://www.l-com.cn/ethernet-cat-3-telco-cable-90-degree-female-90-degree-female-100-ft
TDC350FF-5 | 3类Telco线缆，90º母头/90º母头，5英尺（1.5米） | 77.53 | https://www.l-com.cn/ethernet-cat-3-telco-cable-90-degree-female-90-degree-female-50-ft
TDC350MM-10 | 3类Telco线缆，90º公头/90º公头，10英尺（3米） | 104.62 | https://www.l-com.cn/ethernet-cat-3-telco-cable-90-degree-male-90-degree-male-100-ft
TDC350MM-5 | 3类Telco线缆，90º公头/90º公头，5英尺（1.5米） | 101.8 | https://www.l-com.cn/ethernet-cat-3-telco-cable-90-degree-male-90-degree-male-50-ft
TDC50F64 | 3类Telco分支线缆，Telco母头/12（6×4），3英尺（0.9米） | 102.89 | https://www.l-com.cn/ethernet-cat-3-telco-breakout-cable-female-telco-12-6x4-30-ft
TDC50F66 | 3类Telco分支线缆，Telco母头/8（6×6），3英尺（0.9米） | 100.14 | https://www.l-com.cn/ethernet-cat-3-telco-breakout-cable-female-telco-8-6x6-30-ft
TDC50M62 | 3类Telco分支线缆，Telco公头/25（6x2），3英尺（0.9米） | 173.65 | https://www.l-com.cn/ethernet-cat-3-telco-breakout-cable-male-telco-25-6x2-30-ft
TDC50M66 | 3类Telco分支线缆，Telco公头/8（6×6），3英尺（0.9米） | 100.14 | https://www.l-com.cn/ethernet-cat-3-telco-breakout-cable-male-telco-8-6x6-30-ft
TDG1026-6C | 模块化耦合器，RJ12 (6x6)，直连线 | 9.2472 | https://www.l-com.cn/ethernet-modular-coupler-rj12-6x6-straight-wired
TDG1026A-6C | 面板安装耦合器，RJ12 (6x6) | 6.9633 | https://www.l-com.cn/ethernet-panel-mounted-coupler-rj12-6x6
TDG1026A-6CBK | 4C或6C耦合器保持架，RJ11或RJ12 | 0.4129 | https://www.l-com.cn/ethernet-retainer-for-4c-or-6c-coupler-rj11-or-rj12
TDG1026KC5-MINI | 超5类微耦合器，非屏蔽RJ45（8×8）Keystone直插式 | 8.8363 | https://www.l-com.cn/ethernet-cat5e-mini-coupler-unshielded-rj45-8x8-keystone-feed-thru
TDG1026KC5-MNL | 超5类微耦合器，非屏蔽RJ45（8×8）串接直插式 | 8.316 | https://www.l-com.cn/ethernet-cat5e-mini-coupler-unshielded-rj45-8x8-in-line-feed-thru
TDG1026KC6-MNL | 6类微耦合器，非屏蔽RJ45（8×8）串接直插式 | 9.2664 | https://www.l-com.cn/ethernet-cat6-mini-coupler-unshielded-rj45-8x8-in-line-feed-thru
TDG1026K-RC6A | 超6类非屏蔽RJ45（8×8）直角型Keystone耦合器 | 13.86 | https://www.l-com.cn/ethernet-category-6a-unshielded-rj45-8x8-right-angle-keystone-coupler
TDG1026KS-8P | 3 类屏蔽式 RJ45 (8x8) Keystone 直通耦合器 | 18.054 | https://www.l-com.cn/ethernet-cat-3-coupler-shielded-rj45-8x8-keystone-feed-thru
TDG1026KS-C6A-DC-WPK | 超6类/7类IP67级穿壁式或面板安装式防水耦合器套件，含TDG1026KS-C6A-DC及WP67-BHA-DC | 57.2154 | https://www.l-com.cn/category-6a-7-ip67-waterproof-bulkhead-panel-mount-coupler-kit-contains-tdg1026ks-c6a-dc-&-wp67-bha-dc-tdg1026ks-c6a-dc-wpk
TDG1026KS-C6-MINI | 6类微耦合器，屏蔽RJ45（8×8）Keystone直插式 | 9.8208 | https://www.l-com.cn/ethernet-cat6-mini-coupler-shielded-rj45-8x8-keystone-feed-thru
TDG1026KS-RC6A | 超6类屏蔽RJ45（8×8）直角型Keystone耦合器 | 24.0313 | https://www.l-com.cn/ethernet-category-6a-shielded-rj45-8x8-right-angle-keystone-coupler
TDS1039-4C | 模块化 TEE 接线箱 (6x4)F / (6x4)F，(6x4)F | 9.2911 | https://www.l-com.cn/ethernet-modular-tee-junction-6x4f-6x4f-6x4f
TDS1039-6C | 模块化 TEE 接线箱 (6x6)F / (6x6)F，(6x6)F | 15.5598 | https://www.l-com.cn/ethernet-modular-tee-junction-6x6f-6x6f-6x6f
TDS1881S | 6路桥接适配器，RJ45（8×8） | 65.6574 | https://www.l-com.cn/ethernet-6-way-bridging-adapter-rj45-8x8
TDS2167 | 12路桥接转接器，RJ45（8x8） | 61.5133 | https://www.l-com.cn/ethernet-12-way-bridging-adapter-rj45-8x8
TDS6P4C | 水晶头，RJ11（6×4）水晶头，100件/袋 | 16.0508 | https://www.l-com.cn/ethernet-modular-plug-rj11-6x4-pkg-100
TDS8CVR-GN | RJ45水晶头防护盖,袋装, 50 只/袋, 绿色 | 35.5608 | https://www.l-com.cn/ethernet-rj45-snap-on-strain-relief-boot-green-bag-50
TDS8CVR-IV | RJ45水晶头防护盖,,袋装, 50 只/袋, 乳白色 | 35.5608 | https://www.l-com.cn/ethernet-8x8-modular-plug-covers-ivory-pkg-50
TDS8CVR-RD | RJ45水晶头防护盖,,袋装, 50 只/袋, 红色 | 36.5382 | https://www.l-com.cn/ethernet-rj45-snap-on-strain-relief-boot-red-bag-50
TDS8CVR-WH | RJ45水晶头防护盖,,袋装, 50 只/袋, 白色 | 34.09 | https://www.l-com.cn/ethernet-8x8-modular-plug-covers-white-pkg-50
TFAC5-BLK | Category 5e Shielded PE Outdoor Aerial Messenger Fig8 24 AWG 4-Pair Solid, 1,000ft, Black | 1346.4 | https://www.l-com.cn/ethernet-category-5e-f-utp-pe-outdoor-aerial-messenger-fig8-24-awg-4-pair-solid-1000ft-black
TFC2070 | 超5类F/UTP线缆，干线级护套，4对24AWG实心导线，蓝，1000英尺（305米） | 1984.6742 | https://www.l-com.cn/ethernet-category-5e-f-utp-riser-rated-24-awg-4-pair-solid-conductor-blue-1kft
TFC2100 | 超5类F/UTP线缆，PVC护套，4对26AWG多股，白，1000英尺（305米） | 616.37 | https://www.l-com.cn/ethernet-category-5e-f-utp-pvc-patch-26-awg-4-pair-stranded-white-1kft
TFC2103 | 超5类F/UTP线缆，PVC护套，4对26AWG多股，黄，1000英尺（305米） | 616.37 | https://www.l-com.cn/ethernet-category-5e-f-utp-pvc-patch-26-awg-4-pair-stranded-yellow-1kft
TFC2201 | Cat 6以太网散装电缆，铝箔屏蔽 F/UTP, 4对26AWG绞合导体，UL的/CMCMG阻燃要求，PVC外被，浅灰色，1000英尺 | 787.75 | https://www.l-com.cn/category-6-f-utp-24-awg-4-pair-stranded-gray-1kft-tfc2201
TFC2206 | Cat 6以太网散装电缆，铝箔屏蔽 F/UTP, 4对26AWG绞合导体，UL的/CMCMG阻燃要求，PVC外被，白色，1000英尺 | 748.65 | https://www.l-com.cn/category-6-f-utp-24-awg-4-pair-stranded-white-1kft-tfc2206
TFC2901 | 超5类, PVC,带有箔屏蔽, 4对绞合,26AWG,1,000 ft/305m 线轴包装包装,棕色 | 2045.7518 | https://www.l-com.cn/ethernet-category-5e-f-utp-pvc-patch-26-awg-4-pair-stranded-conductor-brown-1kft
TFC2903 | 超5类, PVC,带有箔屏蔽, 4对绞合,26AWG,1,000 ft/305m 线轴包装包装,橙色 | 3017.0448 | https://www.l-com.cn/ethernet-category-5e-f-utp-pvc-patch-26-awg-4-pair-stranded-conductor-orange-1kft
TFC2905 | 超5类, PVC,带有箔屏蔽, 4对绞合,26AWG,1,000 ft/305m 线轴包装包装,绿色 | 1892.424 | https://www.l-com.cn/ethernet-category-5e-f-utp-pvc-patch-26-awg-4-pair-stranded-conductor-green-1kft
TFC2907 | 超5类, PVC,带有箔屏蔽, 4对绞合,26AWG,1,000 ft/305m 线轴包装包装,紫色 | 1882.6109 | https://www.l-com.cn/ethernet-category-5e-f-utp-pvc-patch-26-awg-4-pair-stranded-conductor-violet-1kft
TFC2932 | 6类,PVC,带有箔屏蔽, 4对绞合,26AWG,1,000 ft/305m 线轴包装包装, 红色 | 2709.2578 | https://www.l-com.cn/ethernet-category-6-f-utp-pvc-26-awg-4-pair-stranded-conductor-red-1kft
TFC6018 | 超6类F/UTP线缆，干线级护套，4对23AWG实心导线，蓝，1000英尺（305米） | 1947.4667 | https://www.l-com.cn/ethernet-category-6a-f-utp-riser-rated-23-awg-4-pair-solid-conductor-blue-1kft
TFC6019 | 超6类F/UTP线缆，干线级护套，4对23AWG实心导线，白，1000英尺（305米） | 1770.7667 | https://www.l-com.cn/ethernet-category-6a-f-utp-riser-rated-23-awg-4-pair-solid-conductor-white-1kft
TFC6101-100 | 6类散装线缆，F/UTP铝箔屏蔽，4对26AWG多股导线，CMR阻燃级PVC护套，浅灰，100英尺（30.5米） | 414.15 | https://www.l-com.cn/category-6-bulk-cable-f-utp-foil-shielded-4-pair-26awg-stranded-conductor-cmr-rated-pvc-lt.-gray-100ft-tfc6101-100
TFC628ALS-BLU | Cat6A F/UTP Dual Rated CM-LSZH 28AWG 4-Pair Stranded Slim-Line Blue, 1KFT | 3077.9278 | https://www.l-com.cn/ethernet-cat6a-f-utp-dual-rated-cm-lszh-28awg-4-pair-stranded-slim-line-blue-1kft
TFC628P-BLU | Cat6 F/UTP CMP Plenum Rated High Temp +105° 28AWG 4-Pair Stranded Slim-Line Blue, 1KFT | 4058.3981 | https://www.l-com.cn/ethernet-cat6-f-utp-cmp-plenum-rated-high-temp-105-degree-28awg-4-pair-stranded-slim-line-blue-1kft
TFCHF2004 | 超5类，超柔PUR护套，屏蔽式，4对26 AWG绞合导线，1,000ft/304.8m圈装，青色 | 9681.6011 | https://www.l-com.cn/ethernet-cat-5e-extreme-hi-flex-pur-jacket-shielded-4-pr-str-26-awg-1000ft-teal
TFCLS2005 | 超5类，低烟无卤高柔性PUR护套，双重屏蔽，4对26 AWG绞合导线，1,000ft/304.8m圈装，青色 | 6415.7321 | https://www.l-com.cn/ethernet-cat-5e-zero-halogen-hi-flex-pur-jacket-double-shielded-4-pr-str-26-awg-1000ft-teal
TFCLS6005-BLK | 超6类F/UTP线缆，低烟无卤护套，4对26AWG多股导线，黑，1000英尺（305米） | 3240.864 | https://www.l-com.cn/ethernet-category-6a-f-utp-lszh-26-awg-4-pair-stranded-conductor-black-1kft
TFCLS6005-BLU | 超6类F/UTP线缆，低烟无卤护套，4对26AWG多股导线，蓝，1000英尺（305米） | 3397.68 | https://www.l-com.cn/ethernet-category-6a-f-utp-lszh-26-awg-4-pair-stranded-conductor-blue-1kft
TFDAC5E-100 | 超5类散装线缆，SF/UTP双屏蔽，4对26AWG多股导线，耐+150°C高温航空航天级FEP，蓝，100英尺（30.5米） | 3919.1654 | https://www.l-com.cn/category-5e-bulk-cable-sf-utp-double-shielded-4-pair-26awg-stranded-conductor-high-temperature-plus-150c-aero-fep-blue-100ft-tfdac5e-100
TFDAC5ES-100 | 超5类散装线缆，SF/UTP双屏蔽，4对26AWG多股导线，耐+150°C高温航空航天级FEP，细线型，蓝，100英尺（30.5米） | 3521.4583 | https://www.l-com.cn/category-5e-bulk-cable-sf-utp-double-shielded-4-pair-26awg-stranded-conductor-high-temperature-plus-150c-aero-slim-fep-blue-100ft-tfdac5es-100
TFDAC6A-100 | 超6类散装线缆，SF/UTP双屏蔽，4对26AWG多股导线，耐+150°C高温航空航天级FEP，蓝，100英尺（30.5米） | 6156.9245 | https://www.l-com.cn/category-6a-bulk-cable-sf-utp-double-shielded-4-pair-26awg-stranded-conductor-high-temperature-plus-150c-aero-fep-blue-100ft-tfdac6a-100
TFDL2004-500 | 超5类SF/UTP线缆，低烟无卤护套，4对26AWG多股导线，浅灰，500英尺（152.4米） | 560.59 | https://www.l-com.cn/ethernet-category-5e-sf-utp-lszh-26-awg-4-pair-stranded-conductor-lt-gray-500ft
TFDL2005-100 | 超五类以太网散装电缆，使用SF / UTP双屏蔽4对26AWG双绞线低烟无卤， LSZH黑色，长度为100英尺 | 149.62 | https://www.l-com.cn/category-5e-ethernet-bulk-cable-sf-utp-double-shielded-4-pair-26awg-stranded-conductor-low-smoke-zero-halogen-lszh-black-100ft
TFDL2005-500 | 超五类以太网散装电缆，使用SF / UTP双屏蔽4对26AWG双绞线低烟无卤， LSZH黑色，长度为500英尺 | 640.55 | https://www.l-com.cn/category-5e-ethernet-bulk-cable-sf-utp-double-shielded-4-pair-26awg-stranded-conductor-low-smoke-zero-halogen-lszh-black-500ft
TFDL2006 | 超5类SF/UTP线缆，低烟无卤护套，4对26AWG多股导线，淡红，1000英尺（305米） | 1166.61 | https://www.l-com.cn/ethernet-category-5e-sf-utp-lszh-26-awg-4-pair-stranded-conductor-lt-red-1kft
TFDL2106 | 超5类SF/UTP线缆，低烟无卤护套，4对24AWG实心导线，红，1000英尺（305米） | 1375.09 | https://www.l-com.cn/ethernet-category-5e-sf-utp-lszh-24-awg-4-pair-solid-conductor-red-1kft
TFDL3004 | 6类SF/UTP线缆，低烟无卤护套，4对26AWG多股导线，灰，1000英尺（305米） | 3913.5673 | https://www.l-com.cn/ethernet-category-6-sf-utp-lszh-26-awg-4-pair-stranded-conductor-gray-1kft
TFDL3005 | 6类SF/UTP线缆，低烟无卤护套，4对26AWG多股导线，黑，1000英尺（305米） | 4054.4332 | https://www.l-com.cn/ethernet-category-6-sf-utp-lszh-26-awg-4-pair-stranded-conductor-black-1kft
TFDL5025 | 超5类双屏蔽线缆，高柔性CMX阻燃级FR-TPE护套，2对24AWG多股，1000英尺（305米），青 | 5427.1186 | https://www.l-com.cn/ethernet-cat5e-cmx-rated-hi-flex-fr-tpe-jacket-double-shielded-2-pr-str-24-awg-1000ft-teal
TFDL5083 | 超5类双屏蔽线缆，高柔性CMX阻燃级FR-TPE护套，4对26AWG多股，黑，1000英尺（305米） | 6915.6727 | https://www.l-com.cn/ethernet-cat5e-cmx-rated-hi-flex-fr-tpe-jacket-double-shielded-4-pr-str-26-awg-1000ft-black
TFDL5089-100 | 超5类SF/UTP线缆，高柔性CMX阻燃级TPE护套，4对24AWG多股导线，黑，100英尺（30.5米） | 614.1855 | https://www.l-com.cn/ethernet-cat5e-cmx-rated-hi-flex-fr-tpe-jacket-double-shielded-4-pr-str-24-awg-100ft-black
TFDL5089-500 | 超5类SF/UTP线缆，高柔性CMX阻燃级TPE护套，4对24AWG多股导线，黑，500英尺（152.4米） | 3135.2746 | https://www.l-com.cn/ethernet-cat5e-cmx-rated-hi-flex-fr-tpe-jacket-double-shielded-4-pr-str-24-awg-500ft-black
TFDL5919 | Cat. 6a, Hi-Flex PUR Jacket, Double Shielded, 4 Pr. Str. 26 AWG, 1,000ft, Black | 7182.2381 | https://www.l-com.cn/ethernet-cat-6a-hi-flex-pur-jacket-double-shielded-4-pr-str-26-awg-1000ft-black
TFDP501-1000 | 超5类散装Profinet线缆，SF/UTP双屏蔽，2对，22AWG实心，工业级户外PLTC TPE护套，绿，1000英尺（304.8米） | 5479.848 | https://www.l-com.cn/profinet-category-5e-bulk-cable-sf-utp-double-shielded-two-pair-22awg-solid-industrial-outdoor-pltc-tpe-jacket-green-1000ft-tfdp501-1000
TFDP502-1000 | 超5类散装Profinet线缆，SF/UTP双屏蔽，2对，22AWG多股，工业级户外PLTC-ER CM TPE护套，绿，1000英尺（304.8米） | 5853.6799 | https://www.l-com.cn/profinet-category-5e-bulk-cable-sf-utp-double-shielded-two-pair-22awg-stranded-industrial-outdoor-pltc-er-cm-tpe-jacket-green-1000ft-tfdp502-1000
TFPC5940 | 6类F/UTP线缆，阻燃级护套，4对23AWG实心导线，白，1000英尺（305米） | 4513.8614 | https://www.l-com.cn/ethernet-category-6-f-utp-plenum-rated-23-awg-4-pair-solid-conductor-white-1kft
TFPC5941 | 6类F/UTP线缆，阻燃级护套，4对23AWG实心导线，蓝，1000英尺（305米） | 3528.36 | https://www.l-com.cn/ethernet-category-6-f-utp-plenum-rated-23-awg-4-pair-solid-conductor-blue-1kft
TFPC6021 | 超6类F/UTP线缆，阻燃级护套，4对23AWG实心导线，蓝，1000英尺（305米） | 4133.7569 | https://www.l-com.cn/ethernet-category-6a-f-utp-plenum-rated-23-awg-4-pair-solid-conductor-blue-1kft
TFSC2004-100 | 超5类散装线缆，SF/UTP双屏蔽，4对24AWG实心导线，PVC，灰，100英尺（30.5米） | 108.2016 | https://www.l-com.cn/category-5e-bulk-cable-sf-utp-double-shielded-4-pair-24awg-solid-conductor-pvc-gray-100ft-tfsc2004-100
TL-B118-004 | Tripp Lite四端口HDMI分离器，用于视频和音频，1080p | 591.9408 | https://www.l-com.cn/audio-video-tripplite-4-port-hdmi-splitter-for-video-audio-1080p
TL-B118-004-UHD | 四端口4K HDMI分离器，用于超高清（4K×2K）视频和音频， 3840×2160@24/30Hz | 422.8092 | https://www.l-com.cn/audio-video-4-port-4k-hdmi-splitter-for-ultra-hd-4kx2k-video-and-audio-3840x2160-24-30hz
TL-B121-000 | DisplayPort延长器/均衡器、中继器，用于音频/视频，1920×1200@60Hz/1080p（DisplayPort母头/母头），150英尺（45.7米）以内 | 828.3528 | https://www.l-com.cn/audio-video-displayport-extender-equalizer-repeater-for-a-v-1920x1200-at-60hz-1080p-dp-f-f-up-to-150ft
TL-B126-1A1SR | 5类/6类HDMI延长套件，带串行和红外控制以及发射机和接收机，4K×2K，1080p | 2509.2936 | https://www.l-com.cn/audio-video-hdmi-over-cat5-6-extender-kit-w-serial-and-ir-control-transmitter-and-receiver4k-x-2k1080p
TL-B150-1A1-HDMI | 5类/6类DisplayPort至HDMI有源延长套件，1080/60p，150英尺（45.7米）以内 | 544.3944 | https://www.l-com.cn/audio-video-displayport-to-hdmi-over-cat5-6-active-extender-kit-1080-60p-up-to-150ft
TL-B202-150 | 1-Port USB 1.1 over Cat5/Cat6 Extender, Transmitter and Receiver, up to 150-ft | 242.748 | https://www.l-com.cn/usb-1-port-usb-11-over-cat5-cat6-extender-transmitter-and-receiver-up-to-150-ft
TL-CT120 | 交流插座电路测试器，带LED诊断灯 | 61.2216 | https://www.l-com.cn/test-equipment-ac-outlet-circuit-tester-with-diagnostic-leds
TL-DNET1 | Tripp-Lite特优型RJ45网络浪涌保护器 | 113.9435 | https://www.l-com.cn/surge-protector-tripp-lite-premium-rj45-network-surge-suppressor
TL-IBAR12 | Tripp-Lite架装浪涌保护器，12个插座 | 600.7933 | https://www.l-com.cn/power-products-tripp-lite-12-outlet-rackmount-surge-suppressor
TL-N044-000-R | Tripp Lite多功能网络/电话/同轴线缆测试器 | 300.9996 | https://www.l-com.cn/test-equipment-tripp-lite-multi-function-network-phone-coax-cable-tester
TL-RS1215 | Tripp Lite架装插线板，12个插座 | 542.8368 | https://www.l-com.cn/power-products-tripp-lite-12-outlet-rackmount-power-strip
TL-U219-000R | Tripplite USB至PS/2适配器 | 49.0248 | https://www.l-com.cn/usb-tripplite-usb-to-ps-2-adapter
TL-U344-001-HD-R | Tripplite USB 3.0至HDMI外部视频适配器，最高分辨率（2048×1152） | 383.9913 | https://www.l-com.cn/audio-video-tripplite-usb-30-to-hdmi-external-video-adapter-max-resolution-2048x1152
TL-U344-001-R | Tripplite USB 3.0至VGA/DVI外部视频适配器，最高分辨率（2048×1152） | 470.5272 | https://www.l-com.cn/audio-video-tripplite-usb-30-to-vga-dvi-external-video-adapter-max-resolution-2048x1152
TL-VB-BNC | 免工具闭路电视视频巴伦（BNC公头） | 26.6904 | https://www.l-com.cn/coaxial-tool-less-cctv-video-balun-bnc-male
TN-DAC-10G-SFP-01M | Transition Networks 10G级直连线缆，SFP+，1米 | 408.9734 | https://www.l-com.cn/ethernet-converters-transition-networks-10g-direct-attached-cable-sfp-1-meter
TN-DAC-10G-SFP-03M | Transition Networks 10G级直连线缆，SFP+，3米 | 610.1014 | https://www.l-com.cn/ethernet-converters-transition-networks-10g-direct-attached-cable-sfp-3-meters
TOAC2004 | 超5类,户外高空绑扎,4对实心,PE外被，1,000 ft/305m 线轴包装包装, 黑色 | 4086.72 | https://www.l-com.cn/ethernet-cat5e-outdoor-ethernet-cable-pe-jacket-aerial-lashed-4-pr-solid-24-awg-1000ft-black
TOBC2004 | 超5类,户外直埋,4对实心,PE外被，1,000 ft/305m 线轴包装包装, 黑色 | 4371.84 | https://www.l-com.cn/ethernet-cat5e-outdoor-ethernet-cable-pe-jacket-direct-burial-4-pr-solid-24-awg-1000ft-black
TOC35911 | 6类UTP户外级线缆，PE护套，23AWG实心，黑，1000英尺（305米） | 2399.7079 | https://www.l-com.cn/ethernet-category-6-utp-outdoor-pe-23-awg-solid-1000ft-black
TOC5794 | 超5类UTP户外级线缆，防水护套，24AWG实心导线，黑，1000英尺（305米） | 1955.063 | https://www.l-com.cn/ethernet-category-5e-utp-outdoor-flooded-24-awg-solid-cond-black-1kft
TOC6A-BLK | 超6类非屏蔽户外级线缆，PE护套，23AWG实心，黑，1000英尺（305米） | 1504.8 | https://www.l-com.cn/ethernet-category-6a-unshielded-pe-outdoor-23-awg-solid-1000ft-black
TOFC5-BLK | 超5类屏蔽户外级直埋线缆，PE护套，4对24AWG实心，黑，1000英尺（305米） | 987.73 | https://www.l-com.cn/ethernet-category-5e-f-utp-pe-outdoor-direct-burial-24-awg-4-pair-solid-1000ft-black
TOFC6A-BLK | 超6类屏蔽户外级直埋线缆，PE护套，23AWG实心，黑，1000英尺（305米） | 2494.8 | https://www.l-com.cn/ethernet-category-6a-f-utp-pe-outdoor-direct-burial-23-awg-solid-1000ft-black
TOFC6-BLK | 6类屏蔽户外级直埋线缆，PE护套，23AWG实心，黑，1000英尺（305米） | 1702.8 | https://www.l-com.cn/ethernet-category-6-f-utp-pe-outdoor-direct-burial-23-awg-solid-1000ft-black
TOS-CBL-MM-03 | Toslink线缆，公头/公头，2.2mm护套，3英尺（0.9米） | 6.7802 | https://www.l-com.cn/fiber-optic-toslink-male-male-cable-22mm-jacket-30-feet
TOS-CBL-MM-06 | Toslink线缆，公头/公头，2.2mm护套，6英尺（1.8米） | 5.94 | https://www.l-com.cn/fiber-optic-toslink-male-male-cable-22mm-jacket-60-feet
TOS-CBL-MM-15 | Toslink线缆，公头/公头，2.2mm护套，15英尺（4.6米） | 12.3667 | https://www.l-com.cn/fiber-optic-toslink-male-male-cable-22mm-jacket-150-feet
TOS-CBL-MM-25 | Toslink线缆，公头/公头，2.2mm护套，25英尺（7.6米） | 16.8033 | https://www.l-com.cn/fiber-optic-toslink-male-male-cable-22mm-jacket-250-feet
TPC2347 | 超5类UTP线缆，阻燃级护套，4对24AWG实心导线，白，1000英尺（305米） | 1029.7584 | https://www.l-com.cn/ethernet-category-5e-utp-plenum-rated-24-awg-4-pair-solid-conductor-white-1kft
TPC2567 | 超5类UTP线缆，阻燃级护套，4对24AWG实心导线，蓝，1000英尺（305米） | 1267.1168 | https://www.l-com.cn/ethernet-category-5e-utp-plenum-rated-24-awg-4-pair-solid-conductor-blue-1kft
TPC2644 | 超5类UTP线缆，阻燃级护套，4对24AWG实心导线，灰，1000英尺（305米） | 1190.669 | https://www.l-com.cn/ethernet-category-5e-utp-plenum-rated-24-awg-4-pair-solid-conductor-gray-1kft
TPC2756 | 6类散装线缆，阻燃，每分线盒1,000ft， 四对实心导线，蓝色 | 1935.1748 | https://www.l-com.cn/ethernet-category-6-utp-plenum-rated-23-awg-4-pair-solid-conductor-blue-1kft
TPC2820 | 超5类UTP线缆，阻燃级护套，4对24AWG实心导线，黄，1000英尺（305米） | 1028.016 | https://www.l-com.cn/ethernet-category-5e-utp-plenum-rated-24-awg-4-pair-solid-conductor-yellow-1kft
TPC4277 | 6类UTP线缆，阻燃级护套，4对23AWG实心导线，绿，1000英尺（305米） | 1942.5146 | https://www.l-com.cn/ethernet-category-6-utp-plenum-rated-23-awg-4-pair-solid-conductor-green-1kft
TPC4757 | 3类散装线缆，阻燃级护套，3对实心，绿，1000英尺（305米）盒装 | 893.5898 | https://www.l-com.cn/ethernet-category-3-plenum-bulk-1000-ft-box-3-pr-solid-green
TRA5261-15F | Category 5e Aerospace Ethernet Cable High-Temp Double Shielded FEP Blue RJ45, 15.0ft | 1085.47 | https://www.l-com.cn/ethernet-category-5e-aerospace-ethernet-cable-high-temp-double-shielded-fep-blue-rj45-150ft
TRA5261-5F | Category 5e Aerospace Ethernet Cable High-Temp Double Shielded FEP Blue RJ45, 5.0ft | 338.287 | https://www.l-com.cn/ethernet-category-5e-aerospace-ethernet-cable-high-temp-double-shielded-fep-blue-rj45-50ft
TRD3115M-1M | 工业级超5类屏蔽跳线，1米 | 192.4402 | https://www.l-com.cn/ethernet-industrial-cat5e-shielded-patch-cord-10-meter
TRD3115M-2M | 工业级超5类屏蔽跳线，2米 | 258.0336 | https://www.l-com.cn/ethernet-industrial-cat5e-shielded-patch-cord-20-meter
TRD3115M-4M | 工业级超5类屏蔽跳线，4米 | 311.3301 | https://www.l-com.cn/ethernet-industrial-cat5e-shielded-patch-cord-40-meter
TRD3115M-5M | 工业级超5类屏蔽跳线，5米 | 316.3248 | https://www.l-com.cn/ethernet-industrial-cat5e-shielded-patch-cord-50-meter
TRD450-1 | 5类10Base-T跳线，RJ45/RJ45，1英尺（0.3米） | 3.14 | https://www.l-com.cn/ethernet-cat-5-10base-t-patch-cable-rj45-rj45-10-ft
TRD450-10 | 5类10Base-T跳线，RJ45/RJ45，10英尺（3米） | 12.18 | https://www.l-com.cn/ethernet-cat-5-10base-t-patch-cable-rj45-rj45-100-ft
TRD450-15 | 5类10Base-T跳线，RJ45/RJ45，15英尺（4.6米） | 8.5839 | https://www.l-com.cn/ethernet-cat-5-10base-t-patch-cable-rj45-rj45-150-ft
TRD450-2 | 5类10Base-T跳线，RJ45/RJ45，2英尺（0.6米） | 3.341 | https://www.l-com.cn/ethernet-cat-5-10base-t-patch-cable-rj45-rj45-20-ft
TRD450-3 | 5类10Base-T跳线，RJ45/RJ45，3英尺（0.9米） | 3.5988 | https://www.l-com.cn/ethernet-cat-5-10base-t-patch-cable-rj45-rj45-30-ft
TRD450CR-15 | 超5类10Base-T交叉线，RJ45/RJ45，15英尺（4.6米） | 16.91 | https://www.l-com.cn/ethernet-cat-5e-10base-t-crossover-cable-rj45-rj45-150-ft
TRD628AP-BLU-10 | Category 6a Slim Ethernet Assembly, Shielded, CMP Plenum +105°C High Temp, Blue, 10.0Ft | 80.47 | https://www.l-com.cn/ethernet-category-6a-slim-ethernet-assembly-shielded-cmp-plenum-105-degreec-high-temp-blue-100ft
TRD628AP-BLU-5 | Category 6a Slim Ethernet Assembly, Shielded, CMP Plenum +105°C High Temp, Blue, 5.0Ft | 60.69 | https://www.l-com.cn/ethernet-category-6a-slim-ethernet-assembly-shielded-cmp-plenum-105-degreec-high-temp-blue-50ft
TRD628BL-7 | 6类细线型以太网跳线，非屏蔽，蓝，7英尺（2.1米） | 17.24 | https://www.l-com.cn/ethernet-category-6-slim-ethernet-patch-cable-unshielded-blue-70ft
TRD628P-BLU-1 | 6类级超薄以太网组件，屏蔽，耐压并可抵受105°C高温的CMP 护套，蓝色，1.0英尺长 | 27.615 | https://www.l-com.cn/ethernet-category-6-slim-ethernet-assembly-shielded-cmp-plenum-105-degreec-high-temp-blue-10ft
TRD628P-BLU-10 | 6类级超薄以太网组件，屏蔽，耐压并可抵受105°C高温的CMP 护套，蓝色，10.0英尺长 | 80.31 | https://www.l-com.cn/ethernet-category-6-slim-ethernet-assembly-shielded-cmp-plenum-105-degreec-high-temp-blue-70ft
TRD628P-BLU-14 | 6类级超薄以太网组件，屏蔽，耐压并可抵受105°C高温的CMP 护套，蓝色，14.0英尺长 | 76.08 | https://www.l-com.cn/ethernet-category-6-slim-ethernet-assembly-shielded-cmp-plenum-105-degreec-high-temp-blue-100ft
TRD645LBLK-3 | 6类45度弯角型跳线，直通/45度左出线，黑，3英尺（0.9米） | 42.56 | https://www.l-com.cn/ethernet-category-6-45-degree-patch-cable-straight-left-45-degree-angle-black-30-ft
TRD645LBLK-5 | 6类45度弯角型跳线，直通/45度左出线，黑，5英尺（1.5米） | 18.55 | https://www.l-com.cn/ethernet-category-6-45-degree-patch-cable-straight-left-45-degree-angle-black-50-ft
TRD645LBLK-7 | 6类45度弯角型跳线，直通/45度左出线，黑，7英尺（2.1米） | 17.47 | https://www.l-com.cn/ethernet-category-6-45-degree-patch-cable-straight-left-45-degree-angle-black-70-ft
TRD645LGRY-7 | 6类45度弯角型跳线，直通/45度左出线，灰，7英尺（2.1米） | 46.16 | https://www.l-com.cn/ethernet-category-6-45-degree-patch-cable-straight-left-45-degree-angle-gray-70-ft
TRD645LSBLK-1 | 6类屏蔽45度弯角型跳线，直通/45度左出线，黑，1英尺（0.3米） | 12.96 | https://www.l-com.cn/ethernet-category-6-shielded-45-degree-patch-cable-straight-left-45-degree-angle-black-10-ft
TRD645LSBLK-7 | 6类屏蔽45度弯角型跳线，直通/45度左出线，黑，7英尺（2.1米） | 22.09 | https://www.l-com.cn/ethernet-category-6-shielded-45-degree-patch-cable-straight-left-45-degree-angle-black-70-ft
TRD645LSBLU-1 | 6类屏蔽45度弯角型跳线，直通/45度左出线，蓝，1英尺（0.3米） | 12.91 | https://www.l-com.cn/ethernet-category-6-shielded-45-degree-patch-cable-straight-left-45-degree-angle-blue-10-ft
TRD645LSBLU-10 | 6类屏蔽45度弯角型跳线，直通/45度左出线，蓝，10英尺（3米） | 55.54 | https://www.l-com.cn/ethernet-category-6-shielded-45-degree-patch-cable-straight-left-45-degree-angle-blue-100-ft
TRD645LSBLU-3 | 6类屏蔽45度弯角型跳线，直通/45度左出线，蓝，3英尺（0.9米） | 15.94 | https://www.l-com.cn/ethernet-category-6-shielded-45-degree-patch-cable-straight-left-45-degree-angle-blue-30-ft
TRD645LSBLU-5 | 6类屏蔽45度弯角型跳线，直通/45度左出线，蓝，5英尺（1.5米） | 35.35 | https://www.l-com.cn/ethernet-category-6-shielded-45-degree-patch-cable-straight-left-45-degree-angle-blue-50-ft
TRD645LSBLU-7 | 6类屏蔽45度弯角型跳线，直通/45度左出线，蓝，7英尺（2.1米） | 52.4 | https://www.l-com.cn/ethernet-category-6-shielded-45-degree-patch-cable-straight-left-45-degree-angle-blue-70-ft
TRD645LSGRY-10 | 6类屏蔽45度弯角型跳线，直通/45度左出线，灰，10英尺（3米） | 55.76 | https://www.l-com.cn/ethernet-category-6-shielded-45-degree-patch-cable-straight-left-45-degree-angle-gray-100-ft
TRD645LSGRY-3 | 6类屏蔽45度弯角型跳线，直通/45度左出线，灰，3英尺（0.9米） | 48.47 | https://www.l-com.cn/ethernet-category-6-shielded-45-degree-patch-cable-straight-left-45-degree-angle-gray-30-ft
TRD645LSGRY-5 | 6类屏蔽45度弯角型跳线，直通/45度左出线，灰，5英尺（1.5米） | 50.38 | https://www.l-com.cn/ethernet-category-6-shielded-45-degree-patch-cable-straight-left-45-degree-angle-gray-50-ft
TRD645LSRED-1 | 6类屏蔽45度弯角型跳线，直通/45度左出线，红，1英尺（0.3米） | 46.63 | https://www.l-com.cn/ethernet-category-6-shielded-45-degree-patch-cable-straight-left-45-degree-angle-red-10-ft
TRD645LSRED-3 | 6类屏蔽45度弯角型跳线，直通/45度左出线，红，3英尺（0.9米） | 48.45 | https://www.l-com.cn/ethernet-category-6-shielded-45-degree-patch-cable-straight-left-45-degree-angle-red-30-ft
TRD645LSRED-5 | 6类屏蔽45度弯角型跳线，直通/45度左出线，红，5英尺（1.5米） | 50.33 | https://www.l-com.cn/ethernet-category-6-shielded-45-degree-patch-cable-straight-left-45-degree-angle-red-50-ft
TRD645LSRED-7 | 6类屏蔽45度弯角型跳线，直通/45度左出线，红，7英尺（2.1米） | 52.39 | https://www.l-com.cn/ethernet-category-6-shielded-45-degree-patch-cable-straight-left-45-degree-angle-red-70-ft
TRD645RBLK-7 | 6类45度弯角型跳线，直通/45度右出线，黑，7英尺（2.1米） | 17.47 | https://www.l-com.cn/ethernet-category-6-45-degree-patch-cable-straight-right-45-degree-angle-black-70-ft
TRD645RBLU-1 | 6类45度弯角型跳线，直通/45度右出线，蓝，1英尺（0.3米） | 41 | https://www.l-com.cn/ethernet-category-6-45-degree-patch-cable-straight-right-45-degree-angle-blue-10-ft
TRD645RBLU-10 | 6类45度弯角型跳线，直通/45度右出线，蓝，10英尺（3米） | 30 | https://www.l-com.cn/ethernet-category-6-45-degree-patch-cable-straight-right-45-degree-angle-blue-100-ft
TRD645RGRY-10 | 6类45度弯角型跳线，直通/45度右出线，灰，10英尺（3米） | 43.01 | https://www.l-com.cn/ethernet-category-6-45-degree-patch-cable-straight-right-45-degree-angle-gray-100-ft
TRD645RGRY-5 | 6类45度弯角型跳线，直通/45度右出线，灰，5英尺（1.5米） | 44.36 | https://www.l-com.cn/ethernet-category-6-45-degree-patch-cable-straight-right-45-degree-angle-gray-50-ft
TRD645RGRY-7 | 6类45度弯角型跳线，直通/45度右出线，灰，7英尺（2.1米） | 46.16 | https://www.l-com.cn/ethernet-category-6-45-degree-patch-cable-straight-right-45-degree-angle-gray-70-ft
TRD645RRED-5 | 6类45度弯角型跳线，直通/45度右出线，红，5英尺（1.5米） | 44.36 | https://www.l-com.cn/ethernet-category-6-45-degree-patch-cable-straight-right-45-degree-angle-red-50-ft
TRD645RSBLK-1 | 6类屏蔽45度弯角型跳线，直通/45度右出线，黑，1英尺（0.3米） | 14.93 | https://www.l-com.cn/ethernet-category-6-shielded-45-degree-patch-cable-straight-right-45-degree-angle-black-10-ft
TRD645RSBLK-10 | 6类屏蔽45度弯角型跳线，直通/45度右出线，黑，10英尺（3米） | 55.52 | https://www.l-com.cn/ethernet-category-6-shielded-45-degree-patch-cable-straight-right-45-degree-angle-black-100-ft
TRD645RSBLK-3 | 6类屏蔽45度弯角型跳线，直通/45度右出线，黑，3英尺（0.9米） | 48.43 | https://www.l-com.cn/ethernet-category-6-shielded-45-degree-patch-cable-straight-right-45-degree-angle-black-30-ft
TRD645RSBLK-7 | 6类屏蔽45度弯角型跳线，直通/45度右出线，黑，7英尺（2.1米） | 22.09 | https://www.l-com.cn/ethernet-category-6-shielded-45-degree-patch-cable-straight-right-45-degree-angle-black-70-ft
TRD645RSBLU-3 | 6类屏蔽45度弯角型跳线，直通/45度右出线，蓝，3英尺（0.9米） | 48.44 | https://www.l-com.cn/ethernet-category-6-shielded-45-degree-patch-cable-straight-right-45-degree-angle-blue-30-ft
TRD645RSBLU-7 | 6类屏蔽45度弯角型跳线，直通/45度右出线，蓝，7英尺（2.1米） | 52.43 | https://www.l-com.cn/ethernet-category-6-shielded-45-degree-patch-cable-straight-right-45-degree-angle-blue-70-ft
TRD645RSGRY-1 | 6类屏蔽45度弯角型跳线，直通/45度右出线，灰，1英尺（0.3米） | 20.38 | https://www.l-com.cn/ethernet-category-6-shielded-45-degree-patch-cable-straight-right-45-degree-angle-gray-10-ft
TRD645RSGRY-10 | 6类屏蔽45度弯角型跳线，直通/45度右出线，灰，10英尺（3米） | 55.76 | https://www.l-com.cn/ethernet-category-6-shielded-45-degree-patch-cable-straight-right-45-degree-angle-gray-100-ft
TRD645RSGRY-3 | 6类屏蔽45度弯角型跳线，直通/45度右出线，灰，3英尺（0.9米） | 21.21 | https://www.l-com.cn/ethernet-category-6-shielded-45-degree-patch-cable-straight-right-45-degree-angle-gray-30-ft
TRD645RSGRY-5 | 6类屏蔽45度弯角型跳线，直通/45度右出线，灰，5英尺（1.5米） | 50.38 | https://www.l-com.cn/ethernet-category-6-shielded-45-degree-patch-cable-straight-right-45-degree-angle-gray-50-ft
TRD645RSGRY-7 | 6类屏蔽45度弯角型跳线，直通/45度右出线，灰，7英尺（2.1米） | 25.55 | https://www.l-com.cn/ethernet-category-6-shielded-45-degree-patch-cable-straight-right-45-degree-angle-gray-70-ft
TRD645RSRED-1 | 6类屏蔽45度弯角型跳线，直通/45度右出线，红，1英尺（0.3米） | 14.7 | https://www.l-com.cn/ethernet-category-6-shielded-45-degree-patch-cable-straight-right-45-degree-angle-red-10-ft
TRD645RSRED-3 | 6类屏蔽45度弯角型跳线，直通/45度右出线，红，3英尺（0.9米） | 15.89 | https://www.l-com.cn/ethernet-category-6-shielded-45-degree-patch-cable-straight-right-45-degree-angle-red-30-ft
TRD645RSRED-5 | 6类屏蔽45度弯角型跳线，直通/45度右出线，红，5英尺（1.5米） | 50.35 | https://www.l-com.cn/ethernet-category-6-shielded-45-degree-patch-cable-straight-right-45-degree-angle-red-50-ft
TRD645RSRED-7 | 6类屏蔽45度弯角型跳线，直通/45度右出线，红，7英尺（2.1米） | 25.9 | https://www.l-com.cn/ethernet-category-6-shielded-45-degree-patch-cable-straight-right-45-degree-angle-red-70-ft
TRD695ABL-1 | 特优型超6类线缆，RJ45/RJ45，蓝，1英尺（0.3米） | 44.295 | https://www.l-com.cn/ethernet-premium-cat6a-cable-rj45-rj45-blue-10-ft
TRD695ABL-100 | 特优型超6类线缆，RJ45/RJ45，蓝，100英尺（30.5米） | 547.04 | https://www.l-com.cn/ethernet-premium-cat6a-cable-rj45-rj45-blue-1000-ft
TRD695ABL-2 | 特优型超6类线缆，RJ45/RJ45，蓝，2英尺（0.6米） | 42.1594 | https://www.l-com.cn/ethernet-premium-cat6a-cable-rj45-rj45-blue-20-ft
TRD695ABL-40 | 特优型超6类线缆，RJ45/RJ45，蓝，40英尺（12.2米） | 139.66 | https://www.l-com.cn/ethernet-premium-cat6a-cable-rj45-rj45-blue-400-ft
TRD695ABLK-1 | 特优型超6类线缆，RJ45/RJ45，黑，1英尺（0.3米） | 40.25 | https://www.l-com.cn/ethernet-premium-cat6a-cable-rj45-rj45-black-10-ft
TRD695ABLK-10 | 特优型超6类线缆，RJ45/RJ45，黑，10英尺（3米） | 40.23 | https://www.l-com.cn/ethernet-premium-cat6a-cable-rj45-rj45-black-100-ft
TRD695ABLK-100 | 特优型超6类线缆，RJ45/RJ45，黑，100英尺（30.5米） | 294.42 | https://www.l-com.cn/ethernet-premium-cat6a-cable-rj45-rj45-black-1000-ft
TRD695ABLK-20 | 特优型超6类线缆，RJ45/RJ45，黑，20英尺（6.1米） | 92.03 | https://www.l-com.cn/ethernet-premium-cat6a-cable-rj45-rj45-black-200-ft
TRD695ABLK-25 | 特优型超6类线缆，RJ45/RJ45，黑，25英尺（7.6米） | 65.29 | https://www.l-com.cn/ethernet-premium-cat6a-cable-rj45-rj45-black-250-ft
TRD695ABLK-30 | 特优型超6类线缆，RJ45/RJ45，黑，30英尺（9.1米） | 174.53 | https://www.l-com.cn/ethernet-premium-cat6a-cable-rj45-rj45-black-300-ft
TRD695ABLK-40 | 特优型超6类线缆，RJ45/RJ45，黑，40英尺（12.2米） | 233.83 | https://www.l-com.cn/ethernet-premium-cat6a-cable-rj45-rj45-black-400-ft
TRD695ABLK-50 | 特优型超6类线缆，RJ45/RJ45，黑，50英尺（15.2米） | 282.83 | https://www.l-com.cn/ethernet-premium-cat6a-cable-rj45-rj45-black-500-ft
TRD695ABLK-60 | 特优型超6类线缆，RJ45/RJ45，黑，60英尺（18.3米） | 181.6063 | https://www.l-com.cn/ethernet-premium-cat6a-cable-rj45-rj45-black-600-ft
TRD695ABLK-75 | 特优型超6类线缆，RJ45/RJ45，黑，75英尺（22.9米） | 407.62 | https://www.l-com.cn/ethernet-premium-cat6a-cable-rj45-rj45-black-750-ft
TRD695AGRY-10 | 特优型超6类线缆，RJ45/RJ45，灰，10英尺（3米） | 63.3 | https://www.l-com.cn/ethernet-premium-cat6a-cable-rj45-rj45-gray-100-ft
TRD695AGRY-15 | 特优型超6类线缆，RJ45/RJ45，灰，15英尺（4.6米） | 76.96 | https://www.l-com.cn/ethernet-premium-cat6a-cable-rj45-rj45-gray-150-ft
TRD695AGRY-20 | 特优型超6类线缆，RJ45/RJ45，灰，20英尺（6.1米） | 92.03 | https://www.l-com.cn/ethernet-premium-cat6a-cable-rj45-rj45-gray-200-ft
TRD695AGRY-25 | 特优型超6类线缆，RJ45/RJ45，灰，25英尺（7.6米） | 105.61 | https://www.l-com.cn/ethernet-premium-cat6a-cable-rj45-rj45-gray-250-ft
TRD695AGRY-40 | 特优型超6类线缆，RJ45/RJ45，灰，40英尺（12.2米） | 220.52 | https://www.l-com.cn/ethernet-premium-cat6a-cable-rj45-rj45-gray-400-ft
TRD695AGRY-75 | 特优型超6类线缆，RJ45/RJ45，灰，75英尺（22.9米） | 407.63 | https://www.l-com.cn/ethernet-premium-cat6a-cable-rj45-rj45-gray-750-ft
TRD695AHF-100 | Cat6a Double Shielded Outdoor Industrial High Flex Ethernet Cable TPE, RJ45 / RJ45, Teal, 100.0ft | 828.84 | https://www.l-com.cn/ethernet-cat6a-double-shielded-outdoor-industrial-high-flex-ethernet-cable-tpe-rj45-rj45-teal-1000ft
TRD695AHF-25 | 双屏蔽超6类户外/工业双等级高柔性以太网线缆，青，RJ45/RJ45，25英尺（7.6米） | 170.155 | https://www.l-com.cn/ethernet-cat6a-double-shielded-outdoor-industrial-high-flex-ethernet-cable-tpe-rj45-rj45-teal-250ft
TRD695AHF-5 | 双屏蔽超6类户外/工业双等级高柔性以太网线缆，青，RJ45/RJ45，5英尺（1.5米） | 80.23 | https://www.l-com.cn/ethernet-cat6a-double-shielded-outdoor-industrial-high-flex-ethernet-cable-tpe-rj45-rj45-teal-50ft
TRD695AHFP-BLK-15 | Category 6a Double Shielded Outdoor High Flex Ethernet Cable PUR , RJ45 / RJ45, BLK, 15.0ft | 222.7175 | https://www.l-com.cn/ethernet-cat6a-double-shielded-outdoor-high-flex-ethernet-cable-pur-rj45-rj45-blk-150ft
TRD695AHFP-BLK-50 | Category 6a Double Shielded Outdoor High Flex Ethernet Cable PUR , RJ45 / RJ45, BLK, 50.0ft | 409.93 | https://www.l-com.cn/ethernet-cat6a-double-shielded-outdoor-high-flex-ethernet-cable-pur-rj45-rj45-blk-500ft
TRD695AOD-25 | 超6类户外级线缆组件，RJ45/RJ45，黑，25英尺（7.6米） | 72.5575 | https://www.l-com.cn/ethernet-cat6a-outdoor-patch-cable-rj45-rj45-black-250-ft
TRD695AOD-50 | 超6类户外级线缆组件，RJ45/RJ45，黑，50英尺（15.2米） | 111.4713 | https://www.l-com.cn/ethernet-cat6a-outdoor-patch-cable-rj45-rj45-black-500-ft
TRD695AOD-75 | 超6类户外级线缆组件，RJ45/RJ45，黑，75英尺（22.9米） | 141.903 | https://www.l-com.cn/ethernet-cat6a-outdoor-patch-cable-rj45-rj45-black-750-ft
TRD695AODS-15 | Cat6a Shielded Outdoor Patch Cable, RJ45/RJ45, Black, 15.0 ft | 88.8737 | https://www.l-com.cn/ethernet-cat6a-shielded-outdoor-patch-cable-rj45-rj45-black-150-ft
TRD695AODS-25 | 超6类屏蔽户外级线缆组件，RJ45/RJ45，黑，25英尺（7.6米） | 96.954 | https://www.l-com.cn/ethernet-cat6a-shielded-outdoor-patch-cable-rj45-rj45-black-250-ft
TRD695AODS-50 | 超6类屏蔽户外级线缆组件，RJ45/RJ45，黑，50英尺（15.2米） | 151.3312 | https://www.l-com.cn/ethernet-cat6a-shielded-outdoor-patch-cable-rj45-rj45-black-500-ft
TRD695AODS-75 | 超6类屏蔽户外级线缆组件，RJ45/RJ45，黑，75英尺（22.9米） | 193.9948 | https://www.l-com.cn/ethernet-cat6a-shielded-outdoor-patch-cable-rj45-rj45-black-750-ft
TRD695ARD-1 | 特优型超6类线缆，RJ45/RJ45，红，1英尺（0.3米） | 44.2967 | https://www.l-com.cn/ethernet-premium-cat6a-cable-rj45-rj45-red-10-ft
TRD695ARD-100 | 特优型超6类线缆，RJ45/RJ45，红，100英尺（30.5米） | 516.16 | https://www.l-com.cn/ethernet-premium-cat6a-cable-rj45-rj45-red-1000-ft
TRD695ARD-2 | 特优型超6类线缆，RJ45/RJ45，红，2英尺（0.6米） | 49.1367 | https://www.l-com.cn/ethernet-premium-cat6a-cable-rj45-rj45-red-20-ft
TRD695ARD-20 | 特优型超6类线缆，RJ45/RJ45，红，20英尺（6.1米） | 92.03 | https://www.l-com.cn/ethernet-premium-cat6a-cable-rj45-rj45-red-200-ft
TRD695ARD-25 | 特优型超6类线缆，RJ45/RJ45，红，25英尺（7.6米） | 160.87 | https://www.l-com.cn/ethernet-premium-cat6a-cable-rj45-rj45-red-250-ft
TRD695ARD-3 | 特优型超6类线缆，RJ45/RJ45，红，3英尺（0.9米） | 36.7069 | https://www.l-com.cn/ethernet-premium-cat6a-cable-rj45-rj45-red-30-ft
TRD695ARD-30 | 特优型超6类线缆，RJ45/RJ45，红，30英尺（9.1米） | 90.882 | https://www.l-com.cn/ethernet-premium-cat6a-cable-rj45-rj45-red-300-ft
TRD695ARD-40 | 特优型超6类线缆，RJ45/RJ45，红，40英尺（12.2米） | 216.835 | https://www.l-com.cn/ethernet-premium-cat6a-cable-rj45-rj45-red-400-ft
TRD695ARD-5 | 特优型超6类线缆，RJ45/RJ45，红，5英尺（1.5米） | 43.1662 | https://www.l-com.cn/ethernet-premium-cat6a-cable-rj45-rj45-red-50-ft
TRD695ARD-50 | 特优型超6类线缆，RJ45/RJ45，红，50英尺（15.2米） | 189.0829 | https://www.l-com.cn/ethernet-premium-cat6a-cable-rj45-rj45-red-500-ft
TRD695ARD-60 | 特优型超6类线缆，RJ45/RJ45，红，60英尺（18.3米） | 313.43 | https://www.l-com.cn/ethernet-premium-cat6a-cable-rj45-rj45-red-600-ft
TRD695ARD-7 | 特优型超6类线缆，RJ45/RJ45，红，7英尺（2.1米） | 49.561 | https://www.l-com.cn/ethernet-premium-cat6a-cable-rj45-rj45-red-70-ft
TRD695ASZBLK-30 | 低烟无卤屏蔽超6类线缆，RJ45/RJ45，26AWG多股，黑，30英尺（9.1米） | 173.3371 | https://www.l-com.cn/ethernet-lszh-shielded-category-6a-cable-rj45-rj45-26awg-stranded-black-300ft
TRD695ASZBLU-1 | 低烟无卤屏蔽超6类线缆，RJ45/RJ45，26AWG多股，蓝，1英尺（0.3米） | 69.7433 | https://www.l-com.cn/ethernet-lszh-shielded-category-6a-cable-rj45-rj45-26awg-stranded-blue-10ft
TRD695ASZRED-100 | 低烟无卤屏蔽超6类线缆，RJ45/RJ45，26AWG多股，红，100英尺（30.5米） | 363.55 | https://www.l-com.cn/ethernet-lszh-shielded-category-6a-cable-rj45-rj45-26awg-stranded-red-1000ft
TRD695ASZRED-50 | 低烟无卤屏蔽超6类线缆，RJ45/RJ45，26AWG多股，红，50英尺（15.2米） | 172.05 | https://www.l-com.cn/ethernet-lszh-shielded-category-6a-cable-rj45-rj45-26awg-stranded-red-500ft
TRD695ATC-2M | 带有LED灯的6a类以太网可追溯电缆组件，由Micro-USB驱动，UTP，PVC，灰色，2.0米 | 35.64 | https://www.l-com.cn/category-6a-ethernet-traceable-cable-assembly-with-led-light-powered-by-micro-usb-utp-pvc-gray-20m
TRD695BL-30 | 特优型6类线缆，RJ45/RJ45，蓝，30英尺（9.1米） | 42.945 | https://www.l-com.cn/ethernet-premium-cat-6-cable-rj45-rj45-blue-300-ft
TRD695BL-60 | 特优型6类线缆，RJ45/RJ45，蓝，60英尺（18.3米） | 63.25 | https://www.l-com.cn/ethernet-premium-cat-6-cable-rj45-rj45-blue-600-ft
TRD695BLK-1 | 特优型6类线缆，RJ45/RJ45，黑，1英尺（0.3米） | 11.063 | https://www.l-com.cn/ethernet-premium-cat-6-cable-rj45-rj45-black-10-ft
TRD695BLK-40 | 特优型6类线缆，RJ45/RJ45，黑，40英尺（12.2米） | 40.4082 | https://www.l-com.cn/ethernet-premium-cat-6-cable-rj45-rj45-black-400-ft
TRD695BLK-75 | 特优型6类线缆，RJ45/RJ45，黑，75英尺（22.9米） | 77.6 | https://www.l-com.cn/ethernet-premium-cat-6-cable-rj45-rj45-black-750-ft
TRD695DSZ-BLK-10 | 双屏蔽低烟无卤26AWG多股6类RJ45/RJ45跳线，黑，10英尺（3米） | 48.556 | https://www.l-com.cn/ethernet-double-shielded-lszh-26-awg-stranded-cat-6-rj45-rj45-patch-cord-black-100-ft
TRD695DSZ-BLK-25 | 双屏蔽低烟无卤26AWG多股6类RJ45/RJ45跳线，黑，25英尺（7.6米） | 18.24 | https://www.l-com.cn/ethernet-double-shielded-lszh-26-awg-stranded-cat-6-rj45-rj45-patch-cord-black-250-ft
TRD695DSZ-BLK-5 | 双屏蔽低烟无卤26AWG多股6类RJ45/RJ45跳线，黑，5英尺（1.5米） | 40.88 | https://www.l-com.cn/ethernet-double-shielded-lszh-26-awg-stranded-cat-6-rj45-rj45-patch-cord-black-50-ft
TRD695DSZ-GRY-1 | 双屏蔽低烟无卤26AWG多股6类RJ45/RJ45跳线，灰，1英尺（0.3米） | 13.1808 | https://www.l-com.cn/ethernet-double-shielded-lszh-26-awg-stranded-cat-6-rj45-rj45-patch-cord-gray-10-ft
TRD695DSZ-GRY-2 | 双屏蔽低烟无卤26AWG多股6类RJ45/RJ45跳线，灰，2英尺（0.6米） | 23.318 | https://www.l-com.cn/ethernet-double-shielded-lszh-26-awg-stranded-cat-6-rj45-rj45-patch-cord-gray-20-ft
TRD695DSZ-GRY-5 | 双屏蔽低烟无卤26AWG多股6类RJ45/RJ45跳线，灰，5英尺（1.5米） | 27.3609 | https://www.l-com.cn/ethernet-double-shielded-lszh-26-awg-stranded-cat-6-rj45-rj45-patch-cord-gray-50-ft
TRD695DSZ-RED-50 | 双屏蔽低烟无卤26AWG多股6类RJ45/RJ45跳线，红，50英尺（15.2米） | 217.89 | https://www.l-com.cn/ethernet-double-shielded-lszh-26-awg-stranded-cat-6-rj45-rj45-patch-cord-red-500-ft
TRD695GR-14 | 特优型6类线缆，RJ45/RJ45，绿，14英尺（4.3米） | 23.85 | https://www.l-com.cn/ethernet-premium-cat-6-cable-rj45-rj45-green-140-ft
TRD695GR-20 | 特优型6类线缆，RJ45/RJ45，绿，20英尺（6.1米） | 18.62 | https://www.l-com.cn/ethernet-premium-cat-6-cable-rj45-rj45-green-200-ft
TRD695GR-30 | 特优型6类线缆，RJ45/RJ45，绿，30英尺（9.1米） | 47.4 | https://www.l-com.cn/ethernet-premium-cat-6-cable-rj45-rj45-green-300-ft
TRD695GR-75 | 特优型6类线缆，RJ45/RJ45，绿，75英尺（22.9米） | 77.73 | https://www.l-com.cn/ethernet-premium-cat-6-cable-rj45-rj45-green-750-ft
TRD695GRY-1 | 特优型6类线缆，RJ45/RJ45，灰，1英尺（0.3米） | 4.81 | https://www.l-com.cn/ethernet-premium-cat-6-cable-rj45-rj45-gray-10-ft
TRD695GRY-10 | 特优型6类线缆，RJ45/RJ45，灰，10英尺（3米） | 11.81 | https://www.l-com.cn/ethernet-premium-cat-6-cable-rj45-rj45-gray-100-ft
TRD695GRY-14 | 特优型6类线缆，RJ45/RJ45，灰，14英尺（4.3米） | 23.58 | https://www.l-com.cn/ethernet-premium-cat-6-cable-rj45-rj45-gray-140-ft
TRD695GRY-2 | 特优型6类线缆，RJ45/RJ45，灰，2英尺（0.6米） | 5.87 | https://www.l-com.cn/ethernet-premium-cat-6-cable-rj45-rj45-gray-20-ft
TRD695GRY-20 | 特优型6类线缆，RJ45/RJ45，灰，20英尺（6.1米） | 23.74 | https://www.l-com.cn/ethernet-premium-cat-6-cable-rj45-rj45-gray-200-ft
TRD695GRY-25 | 特优型6类线缆，RJ45/RJ45，灰，25英尺（7.6米） | 26.36 | https://www.l-com.cn/ethernet-premium-cat-6-cable-rj45-rj45-gray-250-ft
TRD695GRY-3 | 特优型6类线缆，RJ45/RJ45，灰，3英尺（0.9米） | 5.45 | https://www.l-com.cn/ethernet-premium-cat-6-cable-rj45-rj45-gray-30-ft
TRD695GRY-30 | 特优型6类线缆，RJ45/RJ45，灰，30英尺（9.1米） | 41.58 | https://www.l-com.cn/ethernet-premium-cat-6-cable-rj45-rj45-gray-300-ft
TRD695GRY-5 | 特优型6类线缆，RJ45/RJ45，灰，5英尺（1.5米） | 8.54 | https://www.l-com.cn/ethernet-premium-cat-6-cable-rj45-rj45-gray-50-ft
TRD695OD-10 | 6类户外级跳线，RJ45/RJ45，黑，10英尺（3米） | 70.158 | https://www.l-com.cn/ethernet-cat6-outdoor-patch-cable-rj45-rj45-black-100-ft
TRD695OD-50 | 6类户外级跳线，RJ45/RJ45，黑，50英尺（15.2米） | 190.7258 | https://www.l-com.cn/ethernet-cat6-outdoor-patch-cable-rj45-rj45-black-500-ft
TRD695ODS-50 | 6类屏蔽户外级线缆组件，RJ45/RJ45，黑，50英尺（15.2米） | 132.14 | https://www.l-com.cn/ethernet-cat6-shielded-outdoor-patch-cable-rj45-rj45-black-500-ft
TRD695ODS-75 | 6类屏蔽户外级线缆组件，RJ45/RJ45，黑，75英尺（22.9米） | 193.43 | https://www.l-com.cn/ethernet-cat6-shielded-outdoor-patch-cable-rj45-rj45-black-750-ft
TRD695PL-1 | 6类阻燃级跳线，RJ45/RJ45，白，1英尺（0.3米） | 22.9829 | https://www.l-com.cn/ethernet-category-6-plenum-patch-cable-rj45-rj45-white-10-ft
TRD695PL-10 | 6类阻燃级跳线，RJ45/RJ45，白，10英尺（3米） | 36.0252 | https://www.l-com.cn/ethernet-category-6-plenum-patch-cable-rj45-rj45-white-100-ft
TRD695PL-15 | 6类阻燃级跳线，RJ45/RJ45，白，15英尺（4.6米） | 48.4473 | https://www.l-com.cn/ethernet-category-6-plenum-patch-cable-rj45-rj45-white-150-ft
TRD695PL-2 | 6类阻燃级跳线，RJ45/RJ45，白，2英尺（0.6米） | 24.4068 | https://www.l-com.cn/ethernet-category-6-plenum-patch-cable-rj45-rj45-white-20-ft
TRD695PL-25 | 6类阻燃级跳线，RJ45/RJ45，白，25英尺（7.6米） | 62.1815 | https://www.l-com.cn/ethernet-category-6-plenum-patch-cable-rj45-rj45-white-250-ft
TRD695PL-3 | 6类阻燃级跳线，RJ45/RJ45，白，3英尺（0.9米） | 31.0068 | https://www.l-com.cn/ethernet-category-6-plenum-patch-cable-rj45-rj45-white-30-ft
TRD695PL-30 | 6类阻燃级跳线，RJ45/RJ45，白，30英尺（9.1米） | 70.413 | https://www.l-com.cn/ethernet-category-6-plenum-patch-cable-rj45-rj45-white-300-ft
TRD695PL-5 | 6类阻燃级跳线，RJ45/RJ45，白，5英尺（1.5米） | 29.4466 | https://www.l-com.cn/ethernet-category-6-plenum-patch-cable-rj45-rj45-white-50-ft
TRD695PL-50 | 6类阻燃级跳线，RJ45/RJ45，白，50英尺（15.2米） | 95.7854 | https://www.l-com.cn/ethernet-category-6-plenum-patch-cable-rj45-rj45-white-500-ft
TRD695R-1 | 特优型6类线缆，RJ45/RJ45，红，1英尺（0.3米） | 11.92 | https://www.l-com.cn/ethernet-premium-cat-6-cable-rj45-rj45-red-10-ft
TRD695R-3 | 特优型6类线缆，RJ45/RJ45，红，3英尺（0.9米） | 14.76 | https://www.l-com.cn/ethernet-premium-cat-6-cable-rj45-rj45-red-30-ft
TRD695R-30 | 特优型6类线缆，RJ45/RJ45，红，30英尺（9.1米） | 48.765 | https://www.l-com.cn/ethernet-premium-cat-6-cable-rj45-rj45-red-300-ft
TRD695R-7 | 特优型6类线缆，RJ45/RJ45，红，7英尺（2.1米） | 13.335 | https://www.l-com.cn/ethernet-premium-cat-6-cable-rj45-rj45-red-70-ft
TRD695RA10BL-1 | 6类直角型跳线，直角右出线/直角下出线，蓝，1英尺（0.3米） | 48.71 | https://www.l-com.cn/ethernet-category-6-right-angle-patch-cable-ra-right-exit-right-angle-down-blue-10-ft
TRD695RA10BL-10 | 6类直角型跳线，直角右出线/直角下出线，蓝，10英尺（3米） | 58.1 | https://www.l-com.cn/ethernet-category-6-right-angle-patch-cable-ra-right-exit-right-angle-down-blue-100-ft
TRD695RA10BL-15 | 6类直角型跳线，直角右出线/直角下出线，蓝，15英尺（4.6米） | 62.22 | https://www.l-com.cn/ethernet-category-6-right-angle-patch-cable-ra-right-exit-right-angle-down-blue-150-ft
TRD695RA10BL-2 | 6类直角型跳线，直角右出线/直角下出线，蓝，2英尺（0.6米） | 49.8 | https://www.l-com.cn/ethernet-category-6-right-angle-patch-cable-ra-right-exit-right-angle-down-blue-20-ft
TRD695RA10BL-3 | 6类直角型跳线，直角右出线/直角下出线，蓝，3英尺（0.9米） | 50.84 | https://www.l-com.cn/ethernet-category-6-right-angle-patch-cable-ra-right-exit-right-angle-down-blue-30-ft
TRD695RA10BL-30 | 6类直角型跳线，直角右出线/直角下出线，蓝，30英尺（9.1米） | 74.62 | https://www.l-com.cn/ethernet-category-6-right-angle-patch-cable-ra-right-exit-right-angle-down-blue-300-ft
TRD695RA10BL-5 | 6类直角型跳线，直角右出线/直角下出线，蓝，5英尺（1.5米） | 52.87 | https://www.l-com.cn/ethernet-category-6-right-angle-patch-cable-ra-right-exit-right-angle-down-blue-50-ft
TRD695RA10BL-7 | 6类直角型跳线，直角右出线/直角下出线，蓝，7英尺（2.1米） | 39.2 | https://www.l-com.cn/ethernet-category-6-right-angle-patch-cable-ra-right-exit-right-angle-down-blue-70-ft
TRD695RA10GR-10 | 6类直角型跳线，直角右出线/直角下出线，绿，10英尺（3米） | 58.1 | https://www.l-com.cn/ethernet-category-6-right-angle-patch-cable-ra-right-exit-right-angle-down-green-100-ft
TRD695RA10GR-3 | 6类直角型跳线，直角右出线/直角下出线，绿，3英尺（0.9米） | 50.84 | https://www.l-com.cn/ethernet-category-6-right-angle-patch-cable-ra-right-exit-right-angle-down-green-30-ft
TRD695RA10OR-3 | 6类直角型跳线，直角右出线/直角下出线，橙，3英尺（0.9米） | 50.84 | https://www.l-com.cn/ethernet-category-6-right-angle-patch-cable-ra-right-exit-right-angle-down-orange-30-ft
TRD695RA10Y-3 | 6类直角型跳线，直角右出线/直角下出线，黄，3英尺（0.9米） | 50.84 | https://www.l-com.cn/ethernet-category-6-right-angle-patch-cable-ra-right-exit-right-angle-down-yellow-30-ft
TRD695RA10Y-7 | 6类直角型跳线，直角右出线/直角下出线，黄，7英尺（2.1米） | 54.87 | https://www.l-com.cn/ethernet-category-6-right-angle-patch-cable-ra-right-exit-right-angle-down-yellow-70-ft
TRD695RA11BL-1 | 6类直角型跳线，直角左出线/直角下出线，蓝，1英尺（0.3米） | 48.71 | https://www.l-com.cn/ethernet-category-6-right-angle-patch-cable-ra-left-exit-right-angle-down-blue-10-ft
TRD695RA11BL-2 | 6类直角型跳线，直角左出线/直角下出线，蓝，2英尺（0.6米） | 49.8 | https://www.l-com.cn/ethernet-category-6-right-angle-patch-cable-ra-left-exit-right-angle-down-blue-20-ft
TRD695RA11BL-3 | 6类直角型跳线，直角左出线/直角下出线，蓝，3英尺（0.9米） | 50.85 | https://www.l-com.cn/ethernet-category-6-right-angle-patch-cable-ra-left-exit-right-angle-down-blue-30-ft
TRD695RA12BL-1 | 6类直角型跳线，直角右出线/直角上出线，蓝，1英尺（0.3米） | 48.71 | https://www.l-com.cn/ethernet-category-6-right-angle-patch-cable-ra-right-exit-right-angle-up-blue-10-ft
TRD695RA12BL-2 | 6类直角型跳线，直角右出线/直角上出线，蓝，2英尺（0.6米） | 49.8 | https://www.l-com.cn/ethernet-category-6-right-angle-patch-cable-ra-right-exit-right-angle-up-blue-20-ft
TRD695RA12BL-3 | 6类直角型跳线，直角右出线/直角上出线，蓝，3英尺（0.9米） | 50.85 | https://www.l-com.cn/ethernet-category-6-right-angle-patch-cable-ra-right-exit-right-angle-up-blue-30-ft
TRD695RA12BL-5 | 6类直角型跳线，直角右出线/直角上出线，蓝，5英尺（1.5米） | 52.87 | https://www.l-com.cn/ethernet-category-6-right-angle-patch-cable-ra-right-exit-right-angle-up-blue-50-ft
TRD695RA13BL-1 | 6类直角型跳线，直角左出线/直角上出线，蓝，1英尺（0.3米） | 48.71 | https://www.l-com.cn/ethernet-category-6-right-angle-patch-cable-ra-left-exit-right-angle-up-blue-10-ft
TRD695RA13BL-3 | 6类直角型跳线，直角左出线/直角上出线，蓝，3英尺（0.9米） | 50.85 | https://www.l-com.cn/ethernet-category-6-right-angle-patch-cable-ra-left-exit-right-angle-up-blue-30-ft
TRD695RA13GR-1 | 6类直角型跳线，直角左出线/直角上出线，绿，1英尺（0.3米） | 48.71 | https://www.l-com.cn/ethernet-category-6-right-angle-patch-cable-ra-left-exit-right-angle-up-green-10-ft
TRD695RA13GR-2 | 6类直角型跳线，直角左出线/直角上出线，绿，2英尺（0.6米） | 49.8 | https://www.l-com.cn/ethernet-category-6-right-angle-patch-cable-ra-left-exit-right-angle-up-green-20-ft
TRD695RA13GRY-3 | 6类直角型跳线，直角左出线/直角上出线，灰，3英尺（0.9米） | 50.85 | https://www.l-com.cn/ethernet-category-6-right-angle-patch-cable-ra-left-exit-right-angle-up-gray-30-ft
TRD695RA14BL-10 | 6类直角型跳线，直角右出线/直角右出线，蓝，10英尺（3米） | 58.1 | https://www.l-com.cn/ethernet-category-6-right-angle-patch-cable-ra-right-exit-ra-right-exit-blue-100-ft
TRD695RA14BL-15 | 6类直角型跳线，直角右出线/直角右出线，蓝，15英尺（4.6米） | 53.35 | https://www.l-com.cn/ethernet-category-6-right-angle-patch-cable-ra-right-exit-ra-right-exit-blue-150-ft
TRD695RA14BL-3 | 6类直角型跳线，直角右出线/直角右出线，蓝，3英尺（0.9米） | 35.61 | https://www.l-com.cn/ethernet-category-6-right-angle-patch-cable-ra-right-exit-ra-right-exit-blue-30-ft
TRD695RA15BLK-1 | 6类直角型跳线，堆叠式，黑，1英尺（0.3米） | 47.71 | https://www.l-com.cn/ethernet-category-6-right-angle-patch-cable-stackable-black-10-ft
TRD695RA15BLK-10 | 6类直角型跳线，堆叠式，黑，10英尺（3米） | 54.13 | https://www.l-com.cn/ethernet-category-6-right-angle-patch-cable-stackable-black-100-ft
TRD695RA15BLK-3 | 6类直角型跳线，堆叠式，黑，3英尺（0.9米） | 28.84 | https://www.l-com.cn/ethernet-category-6-right-angle-patch-cable-stackable-black-30-ft
TRD695RA15BLK-5 | 6类直角型跳线，堆叠式，黑，5英尺（1.5米） | 44.28 | https://www.l-com.cn/ethernet-category-6-right-angle-patch-cable-stackable-black-50-ft
TRD695RA15BLK-7 | 6类直角型跳线，堆叠式，黑，7英尺（2.1米） | 45.8 | https://www.l-com.cn/ethernet-category-6-right-angle-patch-cable-stackable-black-70-ft
TRD695RA15RED-1 | 6类直角型跳线，堆叠式，红，1英尺（0.3米） | 47.48 | https://www.l-com.cn/ethernet-category-6-right-angle-patch-cable-stackable-red-10-ft
TRD695RA1BL-10 | 6类直角型RJ45以太网跳线，直通/直角下出线，蓝，10英尺（3米） | 18.8 | https://www.l-com.cn/ethernet-category-6-right-angle-rj45-ethernet-patch-cord-straight-to-ra-down-blue-100ft
TRD695RA1BL-5 | 6类直角型RJ45以太网跳线，直通/直角下出线，蓝，5英尺（1.5米） | 44.92 | https://www.l-com.cn/ethernet-category-6-right-angle-rj45-ethernet-patch-cord-straight-to-ra-down-blue-50ft
TRD695RA1BL-7 | 6类直角型RJ45以太网跳线，直通/直角下出线，蓝，7英尺（2.1米） | 19.74 | https://www.l-com.cn/ethernet-category-6-right-angle-rj45-ethernet-patch-cord-straight-to-ra-down-blue-70ft
TRD695RA1GR-1 | 6类直角型RJ45以太网跳线，直通/直角下出线，绿，1英尺（0.3米） | 41.44 | https://www.l-com.cn/ethernet-category-6-right-angle-rj45-ethernet-patch-cords-straight-to-ra-down-green-10ft
TRD695RA1GR-10 | 6类直角型RJ45以太网跳线，直通/直角下出线，绿，10英尺（3米） | 49.36 | https://www.l-com.cn/ethernet-category-6-right-angle-rj45-ethernet-patch-cords-straight-to-ra-down-green-100ft
TRD695RA1GR-3 | 6类直角型RJ45以太网跳线，直通/直角下出线，绿，3英尺（0.9米） | 11.06 | https://www.l-com.cn/ethernet-category-6-right-angle-rj45-ethernet-patch-cords-straight-to-ra-down-green-30ft
TRD695RA1OR-1 | 6类直角型RJ45以太网跳线，直通/直角下出线，橙，1英尺（0.3米） | 9.1 | https://www.l-com.cn/ethernet-category-6-right-angle-rj45-ethernet-patch-cords-straight-to-ra-down-orange-10ft
TRD695RA1OR-10 | 6类直角型RJ45以太网跳线，直通/直角下出线，橙，10英尺（3米） | 49.36 | https://www.l-com.cn/ethernet-category-6-right-angle-rj45-ethernet-patch-cords-straight-to-ra-down-orange-100ft
TRD695RA1OR-15 | 6类直角型RJ45以太网跳线，直通/直角下出线，橙，15英尺（4.6米） | 53.92 | https://www.l-com.cn/ethernet-category-6-right-angle-rj45-ethernet-patch-cords-straight-to-ra-down-orange-150ft
TRD695RA1OR-2 | 6类直角型RJ45以太网跳线，直通/直角下出线，橙，2英尺（0.6米） | 42.3 | https://www.l-com.cn/ethernet-category-6-right-angle-rj45-ethernet-patch-cords-straight-to-ra-down-orange-20ft
TRD695RA1OR-3 | 6类直角型RJ45以太网跳线，直通/直角下出线，橙，3英尺（0.9米） | 43.17 | https://www.l-com.cn/ethernet-category-6-right-angle-rj45-ethernet-patch-cords-straight-to-ra-down-orange-30ft
TRD695RA1OR-7 | 6类直角型RJ45以太网跳线，直通/直角下出线，橙，7英尺（2.1米） | 14.06 | https://www.l-com.cn/ethernet-category-6-right-angle-rj45-ethernet-patch-cords-straight-to-ra-down-orange-70ft
TRD695RA1Y-1 | 6类直角型RJ45以太网跳线，直通/直角下出线，黄，1英尺（0.3米） | 8.98 | https://www.l-com.cn/ethernet-category-6-right-angle-rj45-ethernet-patch-cords-straight-to-ra-down-yellow-10ft
TRD695RA2BL-15 | 6类直角型RJ45以太网跳线，直通/直角上出线，蓝，15英尺（4.6米） | 31.92 | https://www.l-com.cn/ethernet-category-6-right-angle-rj45-ethernet-patch-cords-straight-to-ra-up-blue-150ft
TRD695RA2BL-2 | 6类直角型RJ45以太网跳线，直通/直角上出线，蓝，2英尺（0.6米） | 9.66 | https://www.l-com.cn/ethernet-category-6-right-angle-rj45-ethernet-patch-cords-straight-to-ra-up-blue-20ft
TRD695RA2BL-20 | 6类直角型RJ45以太网跳线，直通/直角上出线，蓝，20英尺（6.1米） | 36.36 | https://www.l-com.cn/ethernet-category-6-right-angle-rj45-ethernet-patch-cords-straight-to-ra-up-blue-200ft
TRD695RA2BL-7 | 6类直角型RJ45以太网跳线，直通/直角上出线，蓝，7英尺（2.1米） | 15.75 | https://www.l-com.cn/ethernet-category-6-right-angle-rj45-ethernet-patch-cords-straight-to-ra-up-blue-70ft
TRD695RA2BLK-3 | 6类直角型RJ45以太网跳线，直通/直角上出线，黑，3英尺（0.9米） | 12.83 | https://www.l-com.cn/ethernet-category-6-right-angle-rj45-ethernet-patch-cords-straight-to-ra-up-black-30ft
TRD695RA2BLK-5 | 6类直角型RJ45以太网跳线，直通/直角上出线，黑，5英尺（1.5米） | 37.99 | https://www.l-com.cn/ethernet-category-6-right-angle-rj45-ethernet-patch-cords-straight-to-ra-up-black-50ft
TRD695RA2GR-1 | 6类直角型RJ45以太网跳线，直通/直角上出线，绿，1英尺（0.3米） | 9.66 | https://www.l-com.cn/ethernet-category-6-right-angle-rj45-ethernet-patch-cords-straight-to-ra-up-green-10ft
TRD695RA2GR-10 | 6类直角型RJ45以太网跳线，直通/直角上出线，绿，10英尺（3米） | 49.36 | https://www.l-com.cn/ethernet-category-6-right-angle-rj45-ethernet-patch-cords-straight-to-ra-up-green-100ft
TRD695RA2GR-3 | 6类直角型RJ45以太网跳线，直通/直角上出线，绿，3英尺（0.9米） | 29.68 | https://www.l-com.cn/ethernet-category-6-right-angle-rj45-ethernet-patch-cords-straight-to-ra-up-green-30ft
TRD695RA2OR-10 | 6类直角型RJ45以太网跳线，直通/直角上出线，橙，10英尺（3米） | 49.36 | https://www.l-com.cn/ethernet-category-6-right-angle-rj45-ethernet-patch-cords-straight-to-ra-up-orange-100ft
TRD695RA2OR-3 | 6类直角型RJ45以太网跳线，直通/直角上出线，橙，3英尺（0.9米） | 43.17 | https://www.l-com.cn/ethernet-category-6-right-angle-rj45-ethernet-patch-cords-straight-to-ra-up-orange-30ft
TRD695RA2Y-15 | 6类直角型RJ45以太网跳线，直通/直角上出线，黄，15英尺（4.6米） | 52.22 | https://www.l-com.cn/ethernet-category-6-right-angle-rj45-ethernet-patch-cords-straight-to-ra-up-yellow-150ft
TRD695RA2Y-2 | 6类直角型RJ45以太网跳线，直通/直角上出线，黄，2英尺（0.6米） | 42.06 | https://www.l-com.cn/ethernet-category-6-right-angle-rj45-ethernet-patch-cords-straight-to-ra-up-yellow-20ft
TRD695RA3BL-1 | 6类直角型RJ45以太网跳线，直角下出线/直角下出线，蓝，1英尺（0.3米） | 15.12 | https://www.l-com.cn/ethernet-category-6-right-angle-rj45-ethernet-patch-cords-ra-down-to-ra-down-blue-10ft
TRD695RA3GR-1 | 6类直角型RJ45以太网跳线，直角下出线/直角下出线，绿，1英尺（0.3米） | 48.69 | https://www.l-com.cn/ethernet-category-6-right-angle-rj45-ethernet-patch-cords-ra-down-to-ra-down-green-10ft
TRD695RA3OR-1 | 6类直角型RJ45以太网跳线，直角下出线/直角下出线，橙，1英尺（0.3米） | 38.65 | https://www.l-com.cn/ethernet-category-6-right-angle-rj45-ethernet-patch-cords-ra-down-to-ra-down-orange-10ft
TRD695RA3Y-1 | 6类直角型RJ45以太网跳线，直角下出线/直角下出线，黄，1英尺（0.3米） | 48.55 | https://www.l-com.cn/ethernet-category-6-right-angle-rj45-ethernet-patch-cords-ra-down-to-ra-down-yellow-10ft
TRD695RA4BL-1 | 6类直角型跳线，直角上出线/直角下出线，蓝，1英尺（0.3米） | 48.71 | https://www.l-com.cn/ethernet-category-6-right-angle-patch-cable-right-angle-up-right-angle-down-blue-10-ft
TRD695RA4BL-10 | 6类直角型跳线，直角上出线/直角下出线，蓝，10英尺（3米） | 58.1 | https://www.l-com.cn/ethernet-category-6-right-angle-patch-cable-right-angle-up-right-angle-down-blue-100-ft
TRD695RA4BL-15 | 6类直角型跳线，直角上出线/直角下出线，蓝，15英尺（4.6米） | 51.97 | https://www.l-com.cn/ethernet-category-6-right-angle-patch-cable-right-angle-up-right-angle-down-blue-150-ft
TRD695RA4BL-2 | 6类直角型跳线，直角上出线/直角下出线，蓝，2英尺（0.6米） | 49.8 | https://www.l-com.cn/ethernet-category-6-right-angle-patch-cable-right-angle-up-right-angle-down-blue-20-ft
TRD695RA4BL-3 | 6类直角型跳线，直角上出线/直角下出线，蓝，3英尺（0.9米） | 50.85 | https://www.l-com.cn/ethernet-category-6-right-angle-patch-cable-right-angle-up-right-angle-down-blue-30-ft
TRD695RA4BLK-2 | 6类直角型跳线，直角上出线/直角下出线，黑，2英尺（0.6米） | 22.6 | https://www.l-com.cn/ethernet-category-6-right-angle-patch-cable-right-angle-up-right-angle-down-black-20-ft
TRD695RA4BLK-5 | 6类直角型跳线，直角上出线/直角下出线，黑，5英尺（1.5米） | 28.89 | https://www.l-com.cn/ethernet-category-6-right-angle-patch-cable-right-angle-up-right-angle-down-black-50-ft
TRD695RA4GR-2 | 6类直角型跳线，直角上出线/直角下出线，绿，2英尺（0.6米） | 33.58 | https://www.l-com.cn/ethernet-category-6-right-angle-patch-cable-right-angle-up-right-angle-down-green-20-ft
TRD695RA4OR-2 | 6类直角型跳线，直角上出线/直角下出线，橙，2英尺（0.6米） | 39.63 | https://www.l-com.cn/ethernet-category-6-right-angle-patch-cable-right-angle-up-right-angle-down-orange-20-ft
TRD695RA4OR-5 | 6类直角型跳线，直角上出线/直角下出线，橙，5英尺（1.5米） | 42.59 | https://www.l-com.cn/ethernet-category-6-right-angle-patch-cable-right-angle-up-right-angle-down-orange-50-ft
TRD695RA4Y-5 | 6类直角型跳线，直角上出线/直角下出线，黄，5英尺（1.5米） | 42.04 | https://www.l-com.cn/ethernet-category-6-right-angle-patch-cable-right-angle-up-right-angle-down-yellow-50-ft
TRD695RA5BL-1 | 6类直角型跳线，直角上出线/直角上出线，蓝，1英尺（0.3米） | 48.71 | https://www.l-com.cn/ethernet-category-6-right-angle-patch-cable-right-angle-up-right-angle-up-blue-10-ft
TRD695RA5BL-15 | 6类直角型跳线，直角上出线/直角上出线，蓝，15英尺（4.6米） | 61.9 | https://www.l-com.cn/ethernet-category-6-right-angle-patch-cable-right-angle-up-right-angle-up-blue-150-ft
TRD695RA5BL-2 | 6类直角型跳线，直角上出线/直角上出线，蓝，2英尺（0.6米） | 18.6 | https://www.l-com.cn/ethernet-category-6-right-angle-patch-cable-right-angle-up-right-angle-up-blue-20-ft
TRD695RA5BL-3 | 6类直角型跳线，直角上出线/直角上出线，蓝，3英尺（0.9米） | 50.85 | https://www.l-com.cn/ethernet-category-6-right-angle-patch-cable-right-angle-up-right-angle-up-blue-30-ft
TRD695RA5GR-3 | 6类直角型跳线，直角上出线/直角上出线，绿，3英尺（0.9米） | 21.29 | https://www.l-com.cn/ethernet-category-6-right-angle-patch-cable-right-angle-up-right-angle-up-green-30-ft
TRD695RA6BL-1 | 6类直角型RJ45以太网跳线，直通/直角左出线，蓝，1英尺（0.3米） | 41.35 | https://www.l-com.cn/ethernet-category-6-right-angle-rj45-ethernet-patch-cords-straight-to-ra-left-blue-10ft
TRD695RA6BL-10 | 6类直角型RJ45以太网跳线，直通/直角左出线，蓝，10英尺（3米） | 49.42 | https://www.l-com.cn/ethernet-category-6-right-angle-rj45-ethernet-patch-cords-straight-to-ra-left-blue-100ft
TRD695RA6BL-15 | 6类直角型RJ45以太网跳线，直通/直角左出线，蓝，15英尺（4.6米） | 23.66 | https://www.l-com.cn/ethernet-category-6-right-angle-rj45-ethernet-patch-cords-straight-to-ra-left-blue-150ft
TRD695RA6BL-2 | 6类直角型RJ45以太网跳线，直通/直角左出线，蓝，2英尺（0.6米） | 9.9 | https://www.l-com.cn/ethernet-category-6-right-angle-rj45-ethernet-patch-cords-straight-to-ra-left-blue-20ft
TRD695RA6BL-20 | 6类直角型RJ45以太网跳线，直通/直角左出线，蓝，20英尺（6.1米） | 58.78 | https://www.l-com.cn/ethernet-category-6-right-angle-rj45-ethernet-patch-cords-straight-to-ra-left-blue-200ft
TRD695RA6BL-25 | 6类直角型RJ45以太网跳线，直通/直角左出线，蓝，25英尺（7.6米） | 63.24 | https://www.l-com.cn/ethernet-category-6-right-angle-rj45-ethernet-patch-cords-straight-to-ra-left-blue-250ft
TRD695RA6BL-3 | 6类直角型RJ45以太网跳线，直通/直角左出线，蓝，3英尺（0.9米） | 43.15 | https://www.l-com.cn/ethernet-category-6-right-angle-rj45-ethernet-patch-cords-straight-to-ra-left-blue-30ft
TRD695RA6BL-30 | 6类直角型RJ45以太网跳线，直通/直角左出线，蓝，30英尺（9.1米） | 68.1 | https://www.l-com.cn/ethernet-category-6-right-angle-rj45-ethernet-patch-cords-straight-to-ra-left-blue-300ft
TRD695RA6BL-7 | 6类直角型RJ45以太网跳线，直通/直角左出线，蓝，7英尺（2.1米） | 16.97 | https://www.l-com.cn/ethernet-category-6-right-angle-rj45-ethernet-patch-cords-straight-to-ra-left-blue-70ft
TRD695RA6BLK-1 | 6类直角型RJ45以太网跳线，直通/直角左出线，黑，1英尺（0.3米） | 11.4871 | https://www.l-com.cn/ethernet-category-6-right-angle-rj45-ethernet-patch-cords-straight-to-ra-left-black-10ft
TRD695RA6GR-1 | 6类直角型RJ45以太网跳线，直通/直角左出线，绿，1英尺（0.3米） | 41.33 | https://www.l-com.cn/ethernet-category-6-right-angle-rj45-ethernet-patch-cords-straight-to-ra-left-green-10ft
TRD695RA6GR-10 | 6类直角型RJ45以太网跳线，直通/直角左出线，绿，10英尺（3米） | 18.48 | https://www.l-com.cn/ethernet-category-6-right-angle-rj45-ethernet-patch-cords-straight-to-ra-left-green-100ft
TRD695RA6GR-15 | 6类直角型RJ45以太网跳线，直通/直角左出线，绿，15英尺（4.6米） | 53.89 | https://www.l-com.cn/ethernet-category-6-right-angle-rj45-ethernet-patch-cords-straight-to-ra-left-green-150ft
TRD695RA6GR-2 | 6类直角型RJ45以太网跳线，直通/直角左出线，绿，2英尺（0.6米） | 31.6 | https://www.l-com.cn/ethernet-category-6-right-angle-rj45-ethernet-patch-cords-straight-to-ra-left-green-20ft
TRD695RA6GR-3 | 6类直角型RJ45以太网跳线，直通/直角左出线，绿，3英尺（0.9米） | 43.11 | https://www.l-com.cn/ethernet-category-6-right-angle-rj45-ethernet-patch-cords-straight-to-ra-left-green-30ft
TRD695RA6GR-30 | 6类直角型RJ45以太网跳线，直通/直角左出线，绿，30英尺（9.1米） | 59.74 | https://www.l-com.cn/ethernet-category-6-right-angle-rj45-ethernet-patch-cords-straight-to-ra-left-green-300ft
TRD695RA6OR-15 | 6类直角型RJ45以太网跳线，直通/直角左出线，橙，15英尺（4.6米） | 53.78 | https://www.l-com.cn/ethernet-category-6-right-angle-rj45-ethernet-patch-cords-straight-to-ra-left-orange-150ft
TRD695RA6OR-2 | 6类直角型RJ45以太网跳线，直通/直角左出线，橙，2英尺（0.6米） | 42.29 | https://www.l-com.cn/ethernet-category-6-right-angle-rj45-ethernet-patch-cords-straight-to-ra-left-orange-20ft
TRD695RA6Y-2 | 6类直角型RJ45以太网跳线，直通/直角左出线，黄，2英尺（0.6米） | 42.05 | https://www.l-com.cn/ethernet-category-6-right-angle-rj45-ethernet-patch-cords-straight-to-ra-left-yellow-20ft
TRD695RA7BL-1 | 6类直角型RJ45以太网跳线，直通/直角右出线，蓝，1英尺（0.3米） | 41.35 | https://www.l-com.cn/ethernet-category-6-right-angle-rj45-ethernet-patch-cords-straight-to-ra-right-blue-10ft
TRD695RA7BL-10 | 6类直角型RJ45以太网跳线，直通/直角右出线，蓝，10英尺（3米） | 49.42 | https://www.l-com.cn/ethernet-category-6-right-angle-rj45-ethernet-patch-cords-straight-to-ra-right-blue-100ft
TRD695RA7BL-15 | 6类直角型RJ45以太网跳线，直通/直角右出线，蓝，15英尺（4.6米） | 59.04 | https://www.l-com.cn/ethernet-category-6-right-angle-rj45-ethernet-patch-cords-straight-to-ra-right-blue-150ft
TRD695RA7BL-2 | 6类直角型RJ45以太网跳线，直通/直角右出线，蓝，2英尺（0.6米） | 12.9936 | https://www.l-com.cn/ethernet-category-6-right-angle-rj45-ethernet-patch-cords-straight-to-ra-right-blue-20ft
TRD695RA7BL-20 | 6类直角型RJ45以太网跳线，直通/直角右出线，蓝，20英尺（6.1米） | 58.67 | https://www.l-com.cn/ethernet-category-6-right-angle-rj45-ethernet-patch-cords-straight-to-ra-right-blue-200ft
TRD695RA7BL-25 | 6类直角型RJ45以太网跳线，直通/直角右出线，蓝，25英尺（7.6米） | 63.24 | https://www.l-com.cn/ethernet-category-6-right-angle-rj45-ethernet-patch-cords-straight-to-ra-right-blue-250ft
TRD695RA7BL-3 | 6类直角型RJ45以太网跳线，直通/直角右出线，蓝，3英尺（0.9米） | 11.49 | https://www.l-com.cn/ethernet-category-6-right-angle-rj45-ethernet-patch-cords-straight-to-ra-right-blue-30ft
TRD695RA7BL-30 | 6类直角型RJ45以太网跳线，直通/直角右出线，蓝，30英尺（9.1米） | 67.89 | https://www.l-com.cn/ethernet-category-6-right-angle-rj45-ethernet-patch-cords-straight-to-ra-right-blue-300ft
TRD695RA7BL-5 | 6类直角型RJ45以太网跳线，直通/直角右出线，蓝，5英尺（1.5米） | 15.23 | https://www.l-com.cn/ethernet-category-6-right-angle-rj45-ethernet-patch-cords-straight-to-ra-right-blue-50ft
TRD695RA7GR-1 | 6类直角型RJ45以太网跳线，直通/直角右出线，绿，1英尺（0.3米） | 41.33 | https://www.l-com.cn/ethernet-category-6-right-angle-rj45-ethernet-patch-cords-straight-to-ra-right-green-10ft
TRD695RA7GR-3 | 6类直角型RJ45以太网跳线，直通/直角右出线，绿，3英尺（0.9米） | 43.11 | https://www.l-com.cn/ethernet-category-6-right-angle-rj45-ethernet-patch-cords-straight-to-ra-right-green-30ft
TRD695RA7GRY-1 | 6类直角型RJ45以太网跳线，直通/直角右出线，灰，1英尺（0.3米） | 41.32 | https://www.l-com.cn/ethernet-category-6-right-angle-rj45-ethernet-patch-cords-straight-to-ra-right-gray-10ft
TRD695RA7GRY-2 | 6类直角型RJ45以太网跳线，直通/直角右出线，灰，2英尺（0.6米） | 42.28 | https://www.l-com.cn/ethernet-category-6-right-angle-rj45-ethernet-patch-cords-straight-to-ra-right-gray-20ft
TRD695RA7GRY-3 | 6类直角型RJ45以太网跳线，直通/直角右出线，灰，3英尺（0.9米） | 43.07 | https://www.l-com.cn/ethernet-category-6-right-angle-rj45-ethernet-patch-cords-straight-to-ra-right-gray-30ft
TRD695RA7GRY-7 | 6类直角型RJ45以太网跳线，直通/直角右出线，灰，7英尺（2.1米） | 46.34 | https://www.l-com.cn/ethernet-category-6-right-angle-rj45-ethernet-patch-cords-straight-to-ra-right-gray-70ft
TRD695RA7OR-1 | 6类直角型RJ45以太网跳线，直通/直角右出线，橙，1英尺（0.3米） | 41.33 | https://www.l-com.cn/ethernet-category-6-right-angle-rj45-ethernet-patch-cords-straight-to-ra-right-orange-10ft
TRD695RA7OR-10 | 6类直角型RJ45以太网跳线，直通/直角右出线，橙，10英尺（3米） | 49.22 | https://www.l-com.cn/ethernet-category-6-right-angle-rj45-ethernet-patch-cords-straight-to-ra-right-orange-100ft
TRD695RA7OR-2 | 6类直角型RJ45以太网跳线，直通/直角右出线，橙，2英尺（0.6米） | 42.29 | https://www.l-com.cn/ethernet-category-6-right-angle-rj45-ethernet-patch-cords-straight-to-ra-right-orange-20ft
TRD695RA7OR-3 | 6类直角型RJ45以太网跳线，直通/直角右出线，橙，3英尺（0.9米） | 43.09 | https://www.l-com.cn/ethernet-category-6-right-angle-rj45-ethernet-patch-cords-straight-to-ra-right-orange-30ft
TRD695RA7OR-5 | 6类直角型RJ45以太网跳线，直通/直角右出线，橙，5英尺（1.5米） | 44.74 | https://www.l-com.cn/ethernet-category-6-right-angle-rj45-ethernet-patch-cords-straight-to-ra-right-orange-50ft
TRD695RA7RD-2 | 6类直角型RJ45以太网跳线，直通/直角右出线，红，2英尺（0.6米） | 13.5336 | https://www.l-com.cn/ethernet-category-6-right-angle-rj45-ethernet-patch-cords-straight-to-ra-right-red-20ft
TRD695RA7Y-1 | 6类直角型RJ45以太网跳线，直通/直角右出线，黄，1英尺（0.3米） | 41.2 | https://www.l-com.cn/ethernet-category-6-right-angle-rj45-ethernet-patch-cords-straight-to-ra-right-yellow-10ft
TRD695RA7Y-30 | 6类直角型RJ45以太网跳线，直通/直角右出线，黄，30英尺（9.1米） | 59.74 | https://www.l-com.cn/ethernet-category-6-right-angle-rj45-ethernet-patch-cords-straight-to-ra-right-yellow-300ft
TRD695RA8BL-1 | 6类直角型RJ45以太网跳线，直角左出线/直角右出线，蓝，1英尺（0.3米） | 14.04 | https://www.l-com.cn/ethernet-category-6-right-angle-rj45-ethernet-patch-cords-ra-left-to-ra-right-blue-10ft
TRD695RA8BL-30 | 6类直角型RJ45以太网跳线，直角左出线/直角右出线，蓝，30英尺（9.1米） | 74.99 | https://www.l-com.cn/ethernet-category-6-right-angle-rj45-ethernet-patch-cords-ra-left-to-ra-right-blue-300ft
TRD695RA8BL-5 | 6类直角型RJ45以太网跳线，直角左出线/直角右出线，蓝，5英尺（1.5米） | 52.87 | https://www.l-com.cn/ethernet-category-6-right-angle-rj45-ethernet-patch-cords-ra-left-to-ra-right-blue-50ft
TRD695RA8BL-7 | 6类直角型RJ45以太网跳线，直角左出线/直角右出线，蓝，7英尺（2.1米） | 55.05 | https://www.l-com.cn/ethernet-category-6-right-angle-rj45-ethernet-patch-cords-ra-left-to-ra-right-blue-70ft
TRD695RA8GRY-1 | 6类直角型RJ45以太网跳线，直角左出线/直角右出线，灰，1英尺（0.3米） | 30.86 | https://www.l-com.cn/ethernet-category-6-right-angle-rj45-ethernet-patch-cords-ra-left-to-ra-right-gray-10ft
TRD695RA9BL-3 | 6类直角型RJ45以太网跳线，直角左出线/直角左出线，蓝，3英尺（0.9米） | 50.85 | https://www.l-com.cn/ethernet-category-6-right-angle-rj45-ethernet-patch-cords-ra-left-to-ra-left-blue-30ft
TRD695RA9BL-30 | 6类直角型RJ45以太网跳线，直角左出线/直角左出线，蓝，30英尺（9.1米） | 73.59 | https://www.l-com.cn/ethernet-category-6-right-angle-rj45-ethernet-patch-cords-ra-left-to-ra-left-blue-300ft
TRD695RA9BL-7 | 6类直角型RJ45以太网跳线，直角左出线/直角左出线，蓝，7英尺（2.1米） | 55.05 | https://www.l-com.cn/ethernet-category-6-right-angle-rj45-ethernet-patch-cords-ra-left-to-ra-left-blue-70ft
TRD695SCR-20M | 屏蔽6类线缆，RJ45/RJ45，PVC护套，灰，20米 | 116.25 | https://www.l-com.cn/ethernet-shielded-cat-6-cable-rj45-rj45-pvc-jacket-gray-200-m
TRD695SCR-7M | 屏蔽6类线缆，RJ45/RJ45，PVC护套，灰，7米 | 54.75 | https://www.l-com.cn/ethernet-shielded-cat-6-cable-rj45-rj45-pvc-jacket-gray-70-m
TRD695SCR-BLK-40 | 屏蔽6类线缆，RJ45/RJ45，PVC护套，黑，40英尺（12.2米） | 52.5123 | https://www.l-com.cn/ethernet-shielded-cat-6-cable-rj45-rj45-pvc-jacket-black-400-ft
TRD695SCR-GR-50 | 屏蔽6类线缆，RJ45/RJ45，PVC护套，绿，50英尺（15.2米） | 61.82 | https://www.l-com.cn/ethernet-shielded-cat-6-cable-rj45-rj45-pvc-jacket-green-500-ft
TRD695SCR-GR-60 | 屏蔽6类线缆，RJ45/RJ45，PVC护套，绿，60英尺（18.3米） | 102.75 | https://www.l-com.cn/ethernet-shielded-cat-6-cable-rj45-rj45-pvc-jacket-green-600-ft
TRD695SCR-R-15 | 屏蔽6类线缆，RJ45/RJ45，PVC护套，红，15英尺（4.6米） | 31.2117 | https://www.l-com.cn/ethernet-shielded-cat-6-cable-rj45-rj45-pvc-jacket-red-150-ft
TRD695SCR-R-20 | 屏蔽6类线缆，RJ45/RJ45，PVC护套，红，20英尺（6.1米） | 24.12 | https://www.l-com.cn/ethernet-shielded-cat-6-cable-rj45-rj45-pvc-jacket-red-200-ft
TRD695SCR-Y-1 | 屏蔽6类线缆，RJ45/RJ45，PVC护套，黄，1英尺（0.3米） | 8.5541 | https://www.l-com.cn/ethernet-shielded-cat-6-cable-rj45-rj45-pvc-jacket-yellow-10-ft
TRD695SCR-Y-15 | 屏蔽6类线缆，RJ45/RJ45，PVC护套，黄，15英尺（4.6米） | 31.6833 | https://www.l-com.cn/ethernet-shielded-cat-6-cable-rj45-rj45-pvc-jacket-yellow-150-ft
TRD695SFBLK-10F | 6类以太网线缆组件，分别单独屏蔽的双绞线之外进一步裹敷编织屏蔽层（S/FTP），RJ45公头/插头，26AWG多股导线，CMG阻燃级PVC护套，黑，10英尺（3.05米） | 29.37 | https://www.l-com.cn/category-6-ethernet-cable-assembly-s-ftp-braid-w-individually-shielded-pairs-rj45-male-plug-26awg-stranded-cmg-pvc-black-100f
TRD695SFBLK-20F | 6类以太网线缆组件，分别单独屏蔽的双绞线之外进一步裹敷编织屏蔽层（S/FTP），RJ45公头/插头，26AWG多股导线，CMG阻燃级PVC护套，黑，20英尺（6.10米） | 39.85 | https://www.l-com.cn/category-6-ethernet-cable-assembly-s-ftp-braid-w-individually-shielded-pairs-rj45-male-plug-26awg-stranded-cmg-pvc-black-200f
TRD695SFBLK-2F | 6类以太网线缆组件，分别单独屏蔽的双绞线之外进一步裹敷编织屏蔽层（S/FTP），RJ45公头/插头，26AWG多股导线，CMG阻燃级PVC护套，黑，2英尺（0.61米） | 30.33 | https://www.l-com.cn/category-6-ethernet-cable-assembly-s-ftp-braid-w-individually-shielded-pairs-rj45-male-plug-26awg-stranded-cmg-pvc-black-20f
TRD695SPL-1 | 屏蔽6类线缆，RJ45/RJ45，阻燃级外被，白，1英尺（0.3米） | 36.5508 | https://www.l-com.cn/ethernet-shielded-cat-6-cable-rj45-rj45-plenum-jacket-white-10-ft
TRD695SPL-10 | 屏蔽6类线缆，RJ45/RJ45，阻燃级外被，白，10英尺（3米） | 64.4292 | https://www.l-com.cn/ethernet-shielded-cat-6-cable-rj45-rj45-plenum-jacket-white-100-ft
TRD695SPL-100 | 屏蔽6类线缆，RJ45/RJ45，阻燃级外被，白，100英尺（30.5米） | 433.6175 | https://www.l-com.cn/ethernet-shielded-cat-6-cable-rj45-rj45-plenum-jacket-white-1000-ft
TRD695SPL-15 | 屏蔽6类线缆，RJ45/RJ45，阻燃级外被，白，15英尺（4.6米） | 94.8163 | https://www.l-com.cn/ethernet-shielded-cat-6-cable-rj45-rj45-plenum-jacket-white-150-ft
TRD695SPL-2 | 屏蔽6类线缆，RJ45/RJ45，阻燃级外被，白，2英尺（0.6米） | 39.1313 | https://www.l-com.cn/ethernet-shielded-cat-6-cable-rj45-rj45-plenum-jacket-white-20-ft
TRD695SPL-20 | 屏蔽6类线缆，RJ45/RJ45，阻燃级外被，白，20英尺（6.1米） | 122.4036 | https://www.l-com.cn/ethernet-shielded-cat-6-cable-rj45-rj45-plenum-jacket-white-200-ft
TRD695SPL-25 | 屏蔽6类线缆，RJ45/RJ45，阻燃级外被，白，25英尺（7.6米） | 142.5996 | https://www.l-com.cn/ethernet-shielded-cat-6-cable-rj45-rj45-plenum-jacket-white-250-ft
TRD695SPL-3 | 屏蔽6类线缆，RJ45/RJ45，阻燃级外被，白，3英尺（0.9米） | 51.4404 | https://www.l-com.cn/ethernet-shielded-cat-6-cable-rj45-rj45-plenum-jacket-white-30-ft
TRD695SPL-30 | 屏蔽6类线缆，RJ45/RJ45，阻燃级外被，白，30英尺（9.1米） | 131.281 | https://www.l-com.cn/ethernet-shielded-cat-6-cable-rj45-rj45-plenum-jacket-white-300-ft
TRD695SPL-5 | 屏蔽6类线缆，RJ45/RJ45，阻燃级外被，白，5英尺（1.5米） | 52.5888 | https://www.l-com.cn/ethernet-shielded-cat-6-cable-rj45-rj45-plenum-jacket-white-50-ft
TRD695SPL-50 | 屏蔽6类线缆，RJ45/RJ45，阻燃级外被，白，50英尺（15.2米） | 243.3703 | https://www.l-com.cn/ethernet-shielded-cat-6-cable-rj45-rj45-plenum-jacket-white-500-ft
TRD695SPL-7 | 屏蔽6类线缆，RJ45/RJ45，阻燃级外被，白，7英尺（2.1米） | 56.6889 | https://www.l-com.cn/ethernet-shielded-cat-6-cable-rj45-rj45-plenum-jacket-white-70-ft
TRD695SPL-75 | 屏蔽6类线缆，RJ45/RJ45，阻燃级外被，白，75英尺（22.9米） | 301.1848 | https://www.l-com.cn/ethernet-shielded-cat-6-cable-rj45-rj45-plenum-jacket-white-750-ft
TRD695SRA10BL-2 | 屏蔽6类直角型跳线，直角右出线/直角下出线，蓝，2英尺（0.6米） | 24.5337 | https://www.l-com.cn/ethernet-shielded-category-6-right-angle-patch-cable-right-angle-right-right-angle-down-blue-20-ft
TRD695SRA10GRY-10 | 屏蔽6类直角型跳线，直角右出线/直角下出线，灰，10英尺（3米） | 25.6233 | https://www.l-com.cn/ethernet-shielded-category-6-right-angle-patch-cable-right-angle-right-right-angle-down-gray-100-ft
TRD695SRA10GRY-20 | 屏蔽6类直角型跳线，直角右出线/直角下出线，灰，20英尺（6.1米） | 34.028 | https://www.l-com.cn/ethernet-shielded-category-6-right-angle-patch-cable-right-angle-right-right-angle-down-gray-200-ft
TRD695SRA10GRY-5 | 屏蔽6类直角型跳线，直角右出线/直角下出线，灰，5英尺（1.5米） | 21.2367 | https://www.l-com.cn/ethernet-shielded-category-6-right-angle-patch-cable-right-angle-right-right-angle-down-gray-50-ft
TRD695SRA11GRY-10 | 屏蔽6类直角型跳线，直角左出线/直角下出线，灰，10英尺（3米） | 25.6233 | https://www.l-com.cn/ethernet-shielded-category-6-right-angle-patch-cable-right-angle-left-right-angle-down-gray-100-ft
TRD695SRA11GRY-20 | 屏蔽6类直角型跳线，直角左出线/直角下出线，灰，20英尺（6.1米） | 34.028 | https://www.l-com.cn/ethernet-shielded-category-6-right-angle-patch-cable-right-angle-left-right-angle-down-gray-200-ft
TRD695SRA11GRY-5 | 屏蔽6类直角型跳线，直角左出线/直角下出线，灰，5英尺（1.5米） | 21.2367 | https://www.l-com.cn/ethernet-shielded-category-6-right-angle-patch-cable-right-angle-left-right-angle-down-gray-50-ft
TRD695SRA12GRY-10 | 屏蔽6类直角型跳线，直角右出线/直角上出线，灰，10英尺（3米） | 25.6233 | https://www.l-com.cn/ethernet-shielded-category-6-right-angle-patch-cable-right-angle-right-right-angle-up-gray-100-ft
TRD695SRA12GRY-20 | 屏蔽6类直角型跳线，直角右出线/直角上出线，灰，20英尺（6.1米） | 34.028 | https://www.l-com.cn/ethernet-shielded-category-6-right-angle-patch-cable-right-angle-right-right-angle-up-gray-200-ft
TRD695SRA12GRY-5 | 屏蔽6类直角型跳线，直角右出线/直角上出线，灰，5英尺（1.5米） | 21.2375 | https://www.l-com.cn/ethernet-shielded-category-6-right-angle-patch-cable-right-angle-right-right-angle-up-gray-50-ft
TRD695SRA13BL-1 | 屏蔽6类直角型跳线，直角左出线/直角上出线，蓝，1英尺（0.3米） | 29.0025 | https://www.l-com.cn/ethernet-shielded-category-6-right-angle-patch-cable-right-angle-left-right-angle-up-blue-10-ft
TRD695SRA13GRY-10 | 屏蔽6类直角型跳线，直角左出线/直角上出线，灰，10英尺（3米） | 25.6233 | https://www.l-com.cn/ethernet-shielded-category-6-right-angle-patch-cable-right-angle-left-right-angle-up-gray-100-ft
TRD695SRA13GRY-20 | 屏蔽6类直角型跳线，直角左出线/直角上出线，灰，20英尺（6.1米） | 34.028 | https://www.l-com.cn/ethernet-shielded-category-6-right-angle-patch-cable-right-angle-left-right-angle-up-gray-200-ft
TRD695SRA13GRY-5 | 屏蔽6类直角型跳线，直角左出线/直角上出线，灰，5英尺（1.5米） | 21.2367 | https://www.l-com.cn/ethernet-shielded-category-6-right-angle-patch-cable-right-angle-left-right-angle-up-gray-50-ft
TRD695SRA14GRY-10 | 屏蔽6类直角型跳线，直角右出线/直角右出线，灰，10英尺（3米） | 25.6233 | https://www.l-com.cn/ethernet-shielded-category-6-right-angle-patch-cable-right-angle-right-right-angle-right-gray-100-ft
TRD695SRA14GRY-20 | 屏蔽6类直角型跳线，直角右出线/直角右出线，灰，20英尺（6.1米） | 34.028 | https://www.l-com.cn/ethernet-shielded-category-6-right-angle-patch-cable-right-angle-right-right-angle-right-gray-200-ft
TRD695SRA14GRY-5 | 屏蔽6类直角型跳线，直角右出线/直角右出线，灰，5英尺（1.5米） | 21.237 | https://www.l-com.cn/ethernet-shielded-category-6-right-angle-patch-cable-right-angle-right-right-angle-right-gray-50-ft
TRD695SRA15BLK-1 | 屏蔽6类直角型跳线，堆叠式，黑，1英尺（0.3米） | 49.33 | https://www.l-com.cn/ethernet-shielded-category-6-right-angle-patch-cable-stackable-black-10-ft
TRD695SRA15BLK-3 | 屏蔽6类直角型跳线，堆叠式，黑，3英尺（0.9米） | 43.77 | https://www.l-com.cn/ethernet-shielded-category-6-right-angle-patch-cable-stackable-black-30-ft
TRD695SRA15BLK-5 | 屏蔽6类直角型跳线，堆叠式，黑，5英尺（1.5米） | 45.39 | https://www.l-com.cn/ethernet-shielded-category-6-right-angle-patch-cable-stackable-black-50-ft
TRD695SRA15BLK-7 | 屏蔽6类直角型跳线，堆叠式，黑，7英尺（2.1米） | 20.37 | https://www.l-com.cn/ethernet-shielded-category-6-right-angle-patch-cable-stackable-black-70-ft
TRD695SRA15BLU-1 | 屏蔽6类直角型跳线，堆叠式，蓝，1英尺（0.3米） | 13.3 | https://www.l-com.cn/ethernet-shielded-category-6-right-angle-patch-cable-stackable-blue-10-ft
TRD695SRA15BLU-3 | 屏蔽6类直角型跳线，堆叠式，蓝，3英尺（0.9米） | 19.6 | https://www.l-com.cn/ethernet-shielded-category-6-right-angle-patch-cable-stackable-blue-30-ft
TRD695SRA15BLU-7 | 屏蔽6类直角型跳线，堆叠式，蓝，7英尺（2.1米） | 23.8 | https://www.l-com.cn/ethernet-shielded-category-6-right-angle-patch-cable-stackable-blue-70-ft
TRD695SRA15GRY-10 | 屏蔽6类直角型跳线，堆叠式，灰，10英尺（3米） | 49.45 | https://www.l-com.cn/ethernet-shielded-category-6-right-angle-patch-cable-stackable-gray-100-ft
TRD695SRA15GRY-3 | 屏蔽6类直角型跳线，堆叠式，灰，3英尺（0.9米） | 43.79 | https://www.l-com.cn/ethernet-shielded-category-6-right-angle-patch-cable-stackable-gray-30-ft
TRD695SRA15GRY-5 | 屏蔽6类直角型跳线，堆叠式，灰，5英尺（1.5米） | 45.42 | https://www.l-com.cn/ethernet-shielded-category-6-right-angle-patch-cable-stackable-gray-50-ft
TRD695SRA15GRY-7 | 屏蔽6类直角型跳线，堆叠式，灰，7英尺（2.1米） | 23.8 | https://www.l-com.cn/ethernet-shielded-category-6-right-angle-patch-cable-stackable-gray-70-ft
TRD695SRA15RED-1 | 屏蔽6类直角型跳线，堆叠式，红，1英尺（0.3米） | 42.21 | https://www.l-com.cn/ethernet-shielded-category-6-right-angle-patch-cable-stackable-red-10-ft
TRD695SRA15RED-3 | 屏蔽6类直角型跳线，堆叠式，红，3英尺（0.9米） | 38.95 | https://www.l-com.cn/ethernet-shielded-category-6-right-angle-patch-cable-stackable-red-30-ft
TRD695SRA15RED-5 | 屏蔽6类直角型跳线，堆叠式，红，5英尺（1.5米） | 45.39 | https://www.l-com.cn/ethernet-shielded-category-6-right-angle-patch-cable-stackable-red-50-ft
TRD695SRA15RED-7 | 屏蔽6类直角型跳线，堆叠式，红，7英尺（2.1米） | 47.03 | https://www.l-com.cn/ethernet-shielded-category-6-right-angle-patch-cable-stackable-red-70-ft
TRD695SRA1BLK-1 | 屏蔽6类直角型跳线，直通/直角下出线，黑，1英尺（0.3米） | 29.04 | https://www.l-com.cn/ethernet-shielded-category-6-right-angle-patch-cable-straight-right-angle-down-black-10-ft
TRD695SRA1BLK-10 | 屏蔽6类直角型跳线，直通/直角下出线，黑，10英尺（3米） | 25.9856 | https://www.l-com.cn/ethernet-shielded-category-6-right-angle-patch-cable-straight-right-angle-down-black-100-ft
TRD695SRA1GR-7 | 屏蔽6类直角型跳线，直通/直角下出线，绿，7英尺（2.1米） | 36.78 | https://www.l-com.cn/ethernet-shielded-category-6-right-angle-patch-cable-straight-right-angle-down-green-70-ft
TRD695SRA1GRY-10 | 屏蔽6类直角型跳线，直通/直角下出线，灰，10英尺（3米） | 22.2653 | https://www.l-com.cn/ethernet-shielded-category-6-right-angle-patch-cable-straight-right-angle-down-gray-100-ft
TRD695SRA1RD-1 | 屏蔽6类直角型跳线，直通/直角下出线，红，1英尺（0.3米） | 31.125 | https://www.l-com.cn/ethernet-shielded-category-6-right-angle-patch-cable-straight-right-angle-down-red-10-ft
TRD695SRA1RD-2 | 屏蔽6类直角型跳线，直通/直角下出线，红，2英尺（0.6米） | 35.88 | https://www.l-com.cn/ethernet-shielded-category-6-right-angle-patch-cable-straight-right-angle-down-red-20-ft
TRD695SRA1RD-5 | 屏蔽6类直角型跳线，直通/直角下出线，红，5英尺（1.5米） | 19.0036 | https://www.l-com.cn/ethernet-shielded-category-6-right-angle-patch-cable-straight-right-angle-down-red-50-ft
TRD695SRA1Y-2 | 屏蔽6类直角型跳线，直通/直角下出线，黄，2英尺（0.6米） | 35.88 | https://www.l-com.cn/ethernet-shielded-category-6-right-angle-patch-cable-straight-right-angle-down-yellow-20-ft
TRD695SRA2BL-2 | 屏蔽6类直角型跳线，直通/直角上出线，蓝，2英尺（0.6米） | 15.042 | https://www.l-com.cn/ethernet-shielded-category-6-right-angle-patch-cable-straight-right-angle-up-blue-20-ft
TRD695SRA2BLK-2 | 屏蔽6类直角型跳线，直通/直角上出线，黑，2英尺（0.6米） | 15.4278 | https://www.l-com.cn/ethernet-shielded-category-6-right-angle-patch-cable-straight-right-angle-up-black-20-ft
TRD695SRA2BLK-3 | 屏蔽6类直角型跳线，直通/直角上出线，黑，3英尺（0.9米） | 16.13 | https://www.l-com.cn/ethernet-shielded-category-6-right-angle-patch-cable-straight-right-angle-up-black-30-ft
TRD695SRA2GRY-10 | 屏蔽6类直角型跳线，直通/直角上出线，灰，10英尺（3米） | 33.405 | https://www.l-com.cn/ethernet-shielded-category-6-right-angle-patch-cable-straight-right-angle-up-gray-100-ft
TRD695SRA3BL-5 | 屏蔽6类直角型跳线，直角下出线/直角下出线，蓝，5英尺（1.5米） | 21.9182 | https://www.l-com.cn/ethernet-shielded-category-6-right-angle-patch-cable-right-angle-down-right-angle-down-blue-50-ft
TRD695SRA3BLK-5 | 屏蔽6类直角型跳线，直角下出线/直角下出线，黑，5英尺（1.5米） | 44.07 | https://www.l-com.cn/ethernet-shielded-category-6-right-angle-patch-cable-right-angle-down-right-angle-down-black-50-ft
TRD695SRA3BLK-7 | 屏蔽6类直角型跳线，直角下出线/直角下出线，黑，7英尺（2.1米） | 42.13 | https://www.l-com.cn/ethernet-shielded-category-6-right-angle-patch-cable-right-angle-down-right-angle-down-black-70-ft
TRD695SRA3GRY-10 | 屏蔽6类直角型跳线，直角下出线/直角下出线，灰，10英尺（3米） | 25.6233 | https://www.l-com.cn/ethernet-shielded-category-6-right-angle-patch-cable-right-angle-down-right-angle-down-gray-100-ft
TRD695SRA3GRY-2 | 屏蔽6类直角型跳线，直角下出线/直角下出线，灰，2英尺（0.6米） | 20.2575 | https://www.l-com.cn/ethernet-shielded-category-6-right-angle-patch-cable-right-angle-down-right-angle-down-gray-20-ft
TRD695SRA4BLK-7 | 屏蔽6类直角型跳线，直角下出线/直角上出线，黑，7英尺（2.1米） | 22.62 | https://www.l-com.cn/ethernet-shielded-category-6-right-angle-patch-cable-right-angle-down-right-angle-up-black-70-ft
TRD695SRA4GR-2 | 屏蔽6类直角型跳线，直角下出线/直角上出线，绿，2英尺（0.6米） | 39.5 | https://www.l-com.cn/ethernet-shielded-category-6-right-angle-patch-cable-right-angle-down-right-angle-up-green-20-ft
TRD695SRA4GRY-10 | 屏蔽6类直角型跳线，直角下出线/直角上出线，灰，10英尺（3米） | 25.6233 | https://www.l-com.cn/ethernet-shielded-category-6-right-angle-patch-cable-right-angle-down-right-angle-up-gray-100-ft
TRD695SRA5BL-2 | 屏蔽6类直角型跳线，直角上出线/直角上出线，蓝，2英尺（0.6米） | 19.07 | https://www.l-com.cn/ethernet-shielded-category-6-right-angle-patch-cable-right-angle-up-right-angle-up-blue-20-ft
TRD695SRA5GR-2 | 屏蔽6类直角型跳线，直角上出线/直角上出线，绿，2英尺（0.6米） | 44.33 | https://www.l-com.cn/ethernet-shielded-category-6-right-angle-patch-cable-right-angle-up-right-angle-up-green-20-ft
TRD695SRA5GRY-10 | 屏蔽6类直角型跳线，直角上出线/直角上出线，灰，10英尺（3米） | 25.6233 | https://www.l-com.cn/ethernet-shielded-category-6-right-angle-patch-cable-right-angle-up-right-angle-up-gray-100-ft
TRD695SRA5GRY-15 | 屏蔽6类直角型跳线，直角上出线/直角上出线，灰，15英尺（4.6米） | 36.944 | https://www.l-com.cn/ethernet-shielded-category-6-right-angle-patch-cable-right-angle-up-right-angle-up-gray-150-ft
TRD695SRA5GRY-3 | 屏蔽6类直角型跳线，直角上出线/直角上出线，灰，3英尺（0.9米） | 25.422 | https://www.l-com.cn/ethernet-shielded-category-6-right-angle-patch-cable-right-angle-up-right-angle-up-gray-30-ft
TRD695SRA6BL-10 | 屏蔽6类直角型跳线，直通/直角左出线，蓝，10英尺（3米） | 31.07 | https://www.l-com.cn/ethernet-shielded-category-6-right-angle-patch-cable-straight-right-angle-left-blue-100-ft
TRD695SRA6BL-5 | 屏蔽6类直角型跳线，直通/直角左出线，蓝，5英尺（1.5米） | 35.43 | https://www.l-com.cn/ethernet-shielded-category-6-right-angle-patch-cable-straight-right-angle-left-blue-50-ft
TRD695SRA6BL-7 | 屏蔽6类直角型跳线，直通/直角左出线，蓝，7英尺（2.1米） | 37.26 | https://www.l-com.cn/ethernet-shielded-category-6-right-angle-patch-cable-straight-right-angle-left-blue-70-ft
TRD695SRA6BLK-1 | 屏蔽6类直角型跳线，直通/直角左出线，黑，1英尺（0.3米） | 29.48 | https://www.l-com.cn/ethernet-shielded-category-6-right-angle-patch-cable-straight-right-angle-left-black-10-ft
TRD695SRA6BLK-15 | 屏蔽6类直角型跳线，直通/直角左出线，黑，15英尺（4.6米） | 49.635 | https://www.l-com.cn/ethernet-shielded-category-6-right-angle-patch-cable-straight-right-angle-left-black-150-ft
TRD695SRA6BLK-7 | 屏蔽6类直角型跳线，直通/直角左出线，黑，7英尺（2.1米） | 21.47 | https://www.l-com.cn/ethernet-shielded-category-6-right-angle-patch-cable-straight-right-angle-left-black-70-ft
TRD695SRA6GRY-10 | 屏蔽6类直角型跳线，直通/直角左出线，灰，10英尺（3米） | 22.2653 | https://www.l-com.cn/ethernet-shielded-category-6-right-angle-patch-cable-straight-right-angle-left-gray-100-ft
TRD695SRA6GRY-15 | 屏蔽6类直角型跳线，直通/直角左出线，灰，15英尺（4.6米） | 45.3 | https://www.l-com.cn/ethernet-shielded-category-6-right-angle-patch-cable-straight-right-angle-left-gray-150-ft
TRD695SRA7BL-3 | 屏蔽6类直角型跳线，直通/直角右出线，蓝，3英尺（0.9米） | 17.445 | https://www.l-com.cn/ethernet-shielded-category-6-right-angle-patch-cable-straight-right-angle-right-blue-30-ft
TRD695SRA7BLK-5 | 屏蔽6类直角型跳线，直通/直角右出线，黑，5英尺（1.5米） | 18.0738 | https://www.l-com.cn/ethernet-shielded-category-6-right-angle-patch-cable-straight-right-angle-right-black-50-ft
TRD695SRA7GRY-15 | 屏蔽6类直角型跳线，直通/直角右出线，灰，15英尺（4.6米） | 48.77 | https://www.l-com.cn/ethernet-shielded-category-6-right-angle-patch-cable-straight-right-angle-right-gray-150-ft
TRD695SRA7RD-5 | 屏蔽6类直角型跳线，直通/直角右出线，红，5英尺（1.5米） | 36.3158 | https://www.l-com.cn/ethernet-shielded-category-6-right-angle-patch-cable-straight-right-angle-right-red-50-ft
TRD695SRA8BL-1 | 屏蔽6类直角型跳线，直角左出线/直角右出线，蓝，1英尺（0.3米） | 21.6725 | https://www.l-com.cn/ethernet-shielded-category-6-right-angle-patch-cable-right-angle-left-right-angle-right-blue-10-ft
TRD695SRA8BLK-7 | 屏蔽6类直角型跳线，直角左出线/直角右出线，黑，7英尺（2.1米） | 22.62 | https://www.l-com.cn/ethernet-shielded-category-6-right-angle-patch-cable-right-angle-left-right-angle-right-black-70-ft
TRD695SRA8GRY-10 | 屏蔽6类直角型跳线，直角左出线/直角右出线，灰，10英尺（3米） | 25.623 | https://www.l-com.cn/ethernet-shielded-category-6-right-angle-patch-cable-right-angle-left-right-angle-right-gray-100-ft
TRD695SRA9BL-1 | 屏蔽6类直角型跳线，直角左出线/直角左出线，蓝，1英尺（0.3米） | 28.21 | https://www.l-com.cn/ethernet-shielded-category-6-right-angle-patch-cable-right-angle-left-right-angle-left-blue-10-ft
TRD695SRA9BLK-10 | 屏蔽6类直角型跳线，直角左出线/直角左出线，黑，10英尺（3米） | 47.7 | https://www.l-com.cn/ethernet-shielded-category-6-right-angle-patch-cable-right-angle-left-right-angle-left-black-100-ft
TRD695SRA9BLK-7 | 屏蔽6类直角型跳线，直角左出线/直角左出线，黑，7英尺（2.1米） | 46.395 | https://www.l-com.cn/ethernet-shielded-category-6-right-angle-patch-cable-right-angle-left-right-angle-left-black-70-ft
TRD695SRA9GRY-10 | 屏蔽6类直角型跳线，直角左出线/直角左出线，灰，10英尺（3米） | 25.6233 | https://www.l-com.cn/ethernet-shielded-category-6-right-angle-patch-cable-right-angle-left-right-angle-left-gray-100-ft
TRD695SZ-30 | 屏蔽6类线缆，RJ45/RJ45，低烟无卤外被，30英尺（9.1米） | 39.86 | https://www.l-com.cn/ethernet-shielded-cat-6-cable-rj45-rj45-lszh-jacket-300-ft
TRD695SZBLK-7 | 屏蔽6类线缆，RJ45/RJ45，低烟无卤外被，黑，7英尺（2.1米） | 32.385 | https://www.l-com.cn/ethernet-shielded-cat-6-cable-rj45-rj45-lszh-black-jacket-70-ft
TRD695SZR-40 | 屏蔽6类线缆，RJ45/RJ45，低烟无卤外被，红，40英尺（12.2米） | 59.2 | https://www.l-com.cn/ethernet-shielded-cat-6-cable-rj45-rj45-lszh-red-jacket-400-ft
TRD695SZR-60 | 屏蔽6类线缆，RJ45/RJ45，低烟无卤外被，红，60英尺（18.3米） | 81.37 | https://www.l-com.cn/ethernet-shielded-cat-6-cable-rj45-rj45-lszh-red-jacket-600-ft
TRD695SZRA10BLK-15 | 6类屏蔽低烟无卤直角型跳线，直角右出线/直角下出线，黑，15英尺（4.6米） | 72.55 | https://www.l-com.cn/ethernet-category-6-shielded-lszh-right-angle-patch-cable-right-angle-right-right-angle-down-black-150-ft
TRD695SZRA10BLK-2 | 6类屏蔽低烟无卤直角型跳线，直角右出线/直角下出线，黑，2英尺（0.6米） | 60.52 | https://www.l-com.cn/ethernet-category-6-shielded-lszh-right-angle-patch-cable-right-angle-right-right-angle-down-black-20-ft
TRD695SZRA11BLK-2 | 6类屏蔽低烟无卤直角型跳线，直角左出线/直角下出线，黑，2英尺（0.6米） | 66.3 | https://www.l-com.cn/ethernet-category-6-shielded-lszh-right-angle-patch-cable-right-angle-left-right-angle-down-black-20-ft
TRD695SZRA11BLK-3 | 6类屏蔽低烟无卤直角型跳线，直角左出线/直角下出线，黑，3英尺（0.9米） | 61.55 | https://www.l-com.cn/ethernet-category-6-shielded-lszh-right-angle-patch-cable-right-angle-left-right-angle-down-black-30-ft
TRD695SZRA11GRY-1 | 6类屏蔽低烟无卤直角型跳线，直角左出线/直角下出线，灰，1英尺（0.3米） | 59.65 | https://www.l-com.cn/ethernet-category-6-shielded-lszh-right-angle-patch-cable-right-angle-left-right-angle-down-gray-10-ft
TRD695SZRA11GRY-2 | 6类屏蔽低烟无卤直角型跳线，直角左出线/直角下出线，灰，2英尺（0.6米） | 59.33 | https://www.l-com.cn/ethernet-category-6-shielded-lszh-right-angle-patch-cable-right-angle-left-right-angle-down-gray-20-ft
TRD695SZRA11GRY-5 | 6类屏蔽低烟无卤直角型跳线，直角左出线/直角下出线，灰，5英尺（1.5米） | 63.85 | https://www.l-com.cn/ethernet-category-6-shielded-lszh-right-angle-patch-cable-right-angle-left-right-angle-down-gray-50-ft
TRD695SZRA13BLK-1 | 6类屏蔽低烟无卤直角型跳线，直角左出线/直角上出线，黑，1英尺（0.3米） | 59.68 | https://www.l-com.cn/ethernet-category-6-shielded-lszh-right-angle-patch-cable-right-angle-left-right-angle-up-black-10-ft
TRD695SZRA13BLK-5 | 6类屏蔽低烟无卤直角型跳线，直角左出线/直角上出线，黑，5英尺（1.5米） | 63.72 | https://www.l-com.cn/ethernet-category-6-shielded-lszh-right-angle-patch-cable-right-angle-left-right-angle-up-black-50-ft
TRD695SZRA4BLK-2 | 6类屏蔽低烟无卤直角型跳线，直角上出线/直角下出线，黑，2英尺（0.6米） | 50.59 | https://www.l-com.cn/ethernet-category-6-shielded-lszh-right-angle-patch-cable-right-angle-up-right-angle-down-black-20-ft
TRD695SZRA7RD-1 | 6类屏蔽低烟无卤直角型跳线，直通/直角右出线，红，1英尺（0.3米） | 20.09 | https://www.l-com.cn/ethernet-category-6-shielded-lszh-right-angle-patch-cable-straight-right-angle-right-red-10-ft
TRD695SZRA8BLK-2 | 6类屏蔽低烟无卤直角型跳线，直角左出线/直角右出线，黑，2英尺（0.6米） | 60.52 | https://www.l-com.cn/ethernet-category-6-shielded-lszh-right-angle-patch-cable-right-angle-left-right-angle-right-black-20-ft
TRD695SZRA8BLK-7 | 6类屏蔽低烟无卤直角型跳线，直角左出线/直角右出线，黑，7英尺（2.1米） | 65.29 | https://www.l-com.cn/ethernet-category-6-shielded-lszh-right-angle-patch-cable-right-angle-left-right-angle-right-black-70-ft
TRD695SZRA8GRY-2 | 6类屏蔽低烟无卤直角型跳线，直角左出线/直角右出线，灰，2英尺（0.6米） | 66.91 | https://www.l-com.cn/ethernet-category-6-shielded-lszh-right-angle-patch-cable-right-angle-left-right-angle-right-gray-20-ft
TRD695SZRA8RD-1 | 6类屏蔽低烟无卤直角型跳线，直角左出线/直角右出线，红，1英尺（0.3米） | 40.6473 | https://www.l-com.cn/ethernet-category-6-shielded-lszh-right-angle-patch-cable-right-angle-left-right-angle-right-red-10-ft
TRD695VLT-1 | 特优型6类线缆，RJ45/RJ45，紫，1英尺（0.3米） | 12.71 | https://www.l-com.cn/ethernet-premium-cat-6-cable-rj45-rj45-violet-10-ft
TRD695VLT-10 | 特优型6类线缆，RJ45/RJ45，紫，10英尺（3米） | 16.93 | https://www.l-com.cn/ethernet-premium-cat-6-cable-rj45-rj45-violet-100-ft
TRD695VLT-100 | 特优型6类线缆，RJ45/RJ45，紫，100英尺（30.5米） | 102.92 | https://www.l-com.cn/ethernet-premium-cat-6-cable-rj45-rj45-violet-1000-ft
TRD695VLT-20 | 特优型6类线缆，RJ45/RJ45，紫，20英尺（6.1米） | 24.61 | https://www.l-com.cn/ethernet-premium-cat-6-cable-rj45-rj45-violet-200-ft
TRD695VLT-25 | 特优型6类线缆，RJ45/RJ45，紫，25英尺（7.6米） | 35.47 | https://www.l-com.cn/ethernet-premium-cat-6-cable-rj45-rj45-violet-250-ft
TRD695VLT-3 | 特优型6类线缆，RJ45/RJ45，紫，3英尺（0.9米） | 9.21 | https://www.l-com.cn/ethernet-premium-cat-6-cable-rj45-rj45-violet-30-ft
TRD695VLT-50 | 特优型6类线缆，RJ45/RJ45，紫，50英尺（15.2米） | 54.11 | https://www.l-com.cn/ethernet-premium-cat-6-cable-rj45-rj45-violet-500-ft
TRD695VLT-7 | 特优型6类线缆，RJ45/RJ45，紫，7英尺（2.1米） | 12.32 | https://www.l-com.cn/ethernet-premium-cat-6-cable-rj45-rj45-violet-70-ft
TRD695VLT-75 | 特优型6类线缆，RJ45/RJ45，紫，75英尺（22.9米） | 83.08 | https://www.l-com.cn/ethernet-premium-cat-6-cable-rj45-rj45-violet-750-ft
TRD695WHT-1 | 特优型6类线缆，RJ45/RJ45，白，1英尺（0.3米） | 12.93 | https://www.l-com.cn/ethernet-premium-cat-6-cable-rj45-rj45-white-10-ft
TRD695WHT-10 | 特优型6类线缆，RJ45/RJ45，白，10英尺（3米） | 14.37 | https://www.l-com.cn/ethernet-premium-cat-6-cable-rj45-rj45-white-100-ft
TRD695WHT-2 | 特优型6类线缆，RJ45/RJ45，白，2英尺（0.6米） | 12.94 | https://www.l-com.cn/ethernet-premium-cat-6-cable-rj45-rj45-white-20-ft
TRD695WHT-3 | 特优型6类线缆，RJ45/RJ45，白，3英尺（0.9米） | 7.2 | https://www.l-com.cn/ethernet-premium-cat-6-cable-rj45-rj45-white-30-ft
TRD695WHT-5 | 特优型6类线缆，RJ45/RJ45，白，5英尺（1.5米） | 6.96 | https://www.l-com.cn/ethernet-premium-cat-6-cable-rj45-rj45-white-50-ft
TRD695WHT-7 | 特优型6类线缆，RJ45/RJ45，白，7英尺（2.1米） | 9.94 | https://www.l-com.cn/ethernet-premium-cat-6-cable-rj45-rj45-white-70-ft
TRD695WP-1M | Category 6 RJ45 IP67 Rated Dual Use Outdoor Cable, Black, 1m | 22.0968 | https://www.l-com.cn/ethernet-category-6-rj45-ip67-rated-dual-use-outdoor-cable-assembly-black-1m
TRD695WP-2M | Category 6 RJ45 IP67 Rated Dual Use Outdoor Cable, Black, 2m | 26.3736 | https://www.l-com.cn/ethernet-category-6-rj45-ip67-rated-dual-use-outdoor-cable-assembly-black-2m
TRD695WP-3M | Category 6 RJ45 IP67 Rated Dual Use Outdoor Cable, Black, 3m | 30.492 | https://www.l-com.cn/ethernet-category-6-rj45-ip67-rated-dual-use-outdoor-cable-assembly-black-3m
TRD695WP-5M | Category 6 RJ45 IP67 Rated Dual Use Outdoor Cable, Black, 5m | 38.984 | https://www.l-com.cn/ethernet-category-6-rj45-ip67-rated-dual-use-outdoor-cable-assembly-black-5m
TRD695Y-1 | 特优型6类线缆，RJ45/RJ45，黄，1英尺（0.3米） | 4.55 | https://www.l-com.cn/ethernet-premium-cat-6-cable-rj45-rj45-yellow-10-ft
TRD695Y-2 | 特优型6类线缆，RJ45/RJ45，黄，2英尺（0.6米） | 13.86 | https://www.l-com.cn/ethernet-premium-cat-6-cable-rj45-rj45-yellow-20-ft
TRD695Y-20 | 特优型6类线缆，RJ45/RJ45，黄，20英尺（6.1米） | 14.16 | https://www.l-com.cn/ethernet-premium-cat-6-cable-rj45-rj45-yellow-200-ft
TRD695ZRA10BLK-1 | 6类低烟无卤直角型跳线，直角右出线/直角下出线，黑，1英尺（0.3米） | 52.51 | https://www.l-com.cn/ethernet-category-6-lszh-right-angle-patch-cable-right-angle-right-right-angle-down-black-10-ft
TRD695ZRA12BLK-1 | 6类低烟无卤直角型跳线，直角右出线/直角上出线，黑，1英尺（0.3米） | 52.51 | https://www.l-com.cn/ethernet-category-6-lszh-right-angle-patch-cable-right-angle-right-right-angle-up-black-10-ft
TRD695ZRA14BLK-1 | 6类低烟无卤直角型跳线，直角右出线/直角右出线，黑，1英尺（0.3米） | 52.64 | https://www.l-com.cn/ethernet-category-6-lszh-right-angle-patch-cable-right-angle-right-right-angle-right-black-10-ft
TRD695ZRA14RD-5 | 6类低烟无卤直角型跳线，直角右出线/直角右出线，红，5英尺（1.5米） | 46.97 | https://www.l-com.cn/ethernet-category-6-lszh-right-angle-patch-cable-right-angle-right-right-angle-right-red-50-ft
TRD695ZRA1BLK-2 | 6类低烟无卤直角型跳线，直通/直角下出线，黑，2英尺（0.6米） | 43.49 | https://www.l-com.cn/ethernet-category-6-lszh-right-angle-patch-cable-straight-right-angle-down-black-20-ft
TRD695ZRA1BLK-5 | 6类低烟无卤直角型跳线，直通/直角下出线，黑，5英尺（1.5米） | 46.76 | https://www.l-com.cn/ethernet-category-6-lszh-right-angle-patch-cable-straight-right-angle-down-black-50-ft
TRD695ZRA1BLK-7 | 6类低烟无卤直角型跳线，直通/直角下出线，黑，7英尺（2.1米） | 48.86 | https://www.l-com.cn/ethernet-category-6-lszh-right-angle-patch-cable-straight-right-angle-down-black-70-ft
TRD695ZRA1GRY-10 | 6类低烟无卤直角型跳线，直通/直角下出线，灰，10英尺（3米） | 49.52 | https://www.l-com.cn/ethernet-category-6-lszh-right-angle-patch-cable-straight-right-angle-down-gray-100-ft
TRD695ZRA1RD-7 | 6类低烟无卤直角型跳线，直通/直角下出线，红，7英尺（2.1米） | 18.9 | https://www.l-com.cn/ethernet-category-6-lszh-right-angle-patch-cable-straight-right-angle-down-red-70-ft
TRD695ZRA2BLK-2 | 6类低烟无卤直角型跳线，直通/直角上出线，黑，2英尺（0.6米） | 14.84 | https://www.l-com.cn/ethernet-category-6-lszh-right-angle-patch-cable-straight-right-angle-up-black-20-ft
TRD695ZRA2BLK-5 | 6类低烟无卤直角型跳线，直通/直角上出线，黑，5英尺（1.5米） | 46.76 | https://www.l-com.cn/ethernet-category-6-lszh-right-angle-patch-cable-straight-right-angle-up-black-50-ft
TRD695ZRA2GRY-10 | 6类低烟无卤直角型跳线，直通/直角上出线，灰，10英尺（3米） | 49.5 | https://www.l-com.cn/ethernet-category-6-lszh-right-angle-patch-cable-straight-right-angle-up-gray-100-ft
TRD695ZRA2GRY-3 | 6类低烟无卤直角型跳线，直通/直角上出线，灰，3英尺（0.9米） | 43.9 | https://www.l-com.cn/ethernet-category-6-lszh-right-angle-patch-cable-straight-right-angle-up-gray-30-ft
TRD695ZRA2GRY-5 | 6类低烟无卤直角型跳线，直通/直角上出线，灰，5英尺（1.5米） | 45.45 | https://www.l-com.cn/ethernet-category-6-lszh-right-angle-patch-cable-straight-right-angle-up-gray-50-ft
TRD695ZRA3BLK-25 | 6类低烟无卤直角型跳线，直角下出线/直角下出线，黑，25英尺（7.6米） | 65.05 | https://www.l-com.cn/ethernet-category-6-lszh-right-angle-patch-cable-right-angle-down-right-angle-down-black-250-ft
TRD695ZRA3BLK-5 | 6类低烟无卤直角型跳线，直角下出线/直角下出线，黑，5英尺（1.5米） | 55.8 | https://www.l-com.cn/ethernet-category-6-lszh-right-angle-patch-cable-right-angle-down-right-angle-down-black-50-ft
TRD695ZRA6BLK-3 | 6类低烟无卤直角型跳线，直通/直角左出线，黑，3英尺（0.9米） | 44.65 | https://www.l-com.cn/ethernet-category-6-lszh-right-angle-patch-cable-straight-right-angle-left-black-30-ft
TRD695ZRA7BLK-2 | 6类低烟无卤直角型跳线，直通/直角右出线，黑，2英尺（0.6米） | 24.18 | https://www.l-com.cn/ethernet-category-6-lszh-right-angle-patch-cable-straight-right-angle-right-black-20-ft
TRD695ZRA7BLK-3 | 6类低烟无卤直角型跳线，直通/直角右出线，黑，3英尺（0.9米） | 44.65 | https://www.l-com.cn/ethernet-category-6-lszh-right-angle-patch-cable-straight-right-angle-right-black-30-ft
TRD695ZRA7BLK-5 | 6类低烟无卤直角型跳线，直通/直角右出线，黑，5英尺（1.5米） | 46.76 | https://www.l-com.cn/ethernet-category-6-lszh-right-angle-patch-cable-straight-right-angle-right-black-50-ft
TRD695ZRA7BLK-7 | 6类低烟无卤直角型跳线，直通/直角右出线，黑，7英尺（2.1米） | 48.86 | https://www.l-com.cn/ethernet-category-6-lszh-right-angle-patch-cable-straight-right-angle-right-black-70-ft
TRD695ZRA7GRY-3 | 6类低烟无卤直角型跳线，直通/直角右出线，灰，3英尺（0.9米） | 18.5 | https://www.l-com.cn/ethernet-category-6-lszh-right-angle-patch-cable-straight-right-angle-right-gray-30-ft
TRD695ZRA7GRY-7 | 6类低烟无卤直角型跳线，直通/直角右出线，灰，7英尺（2.1米） | 54.97 | https://www.l-com.cn/ethernet-category-6-lszh-right-angle-patch-cable-straight-right-angle-right-gray-70-ft
TRD695ZRA8BLK-1 | 6类低烟无卤直角型跳线，直角左出线/直角右出线，黑，1英尺（0.3米） | 52.69 | https://www.l-com.cn/ethernet-category-6-lszh-right-angle-patch-cable-right-angle-left-right-angle-right-black-10-ft
TRD695ZRA8BLK-2 | 6类低烟无卤直角型跳线，直角左出线/直角右出线，黑，2英尺（0.6米） | 47.61 | https://www.l-com.cn/ethernet-category-6-lszh-right-angle-patch-cable-right-angle-left-right-angle-right-black-20-ft
TRD795BLK-2M | 7类 10G级以太网线缆组件，各对双绞线单独屏蔽层（S/FTP）之外另设总的编织屏蔽层，RJ45公头/插头，26AWG多股导线，PVC护套，黑色，2米 | 26.24 | https://www.l-com.cn/category-7-10gig-ethernet-cable-assembly-s-ftp-braid-with-individually-shielded-pairs-rj45-male-plug-26awg-stranded-pvc-black-20m
TRD795BLK-3M | 7类 10G级以太网线缆组件，各对双绞线单独屏蔽层（S/FTP）之外另设总的编织屏蔽层，RJ45公头/插头，26AWG多股导线，PVC护套，黑色，3米 | 35.43 | https://www.l-com.cn/category-7-10gig-ethernet-cable-assembly-s-ftp-braid-with-individually-shielded-pairs-rj45-male-plug-26awg-stranded-pvc-black-30m
TRD815BL-40 | 特优型超 5 类 RJ45/RJ45 模制级以太网跳线黑色40ft / 12.2m | 58.92 | https://www.l-com.cn/ethernet-premium-category-5e-patch-cable-rj45-rj45-blue-400-ft
TRD815BL-60 | 特优型超 5 类 RJ45/RJ45 模制级以太网跳线黑色60ft / 18.3m | 51.56 | https://www.l-com.cn/ethernet-premium-category-5e-patch-cable-rj45-rj45-blue-600-ft
TRD815BL-75 | 特优型超 5 类 RJ45/RJ45 模制级以太网跳线黑色75ft / 22.9m | 52.81 | https://www.l-com.cn/ethernet-premium-category-5e-patch-cable-rj45-rj45-blue-750-ft
TRD815BL-90 | 特优型超 5 类 RJ45/RJ45 模制级以太网跳线黑色90ft / 27.4m | 56.99 | https://www.l-com.cn/ethernet-premium-category-5e-patch-cable-rj45-rj45-blue-900-ft
TRD815BLK-1 | 特优型超 5 类 RJ45/RJ45 模制级以太网跳线黑色1ft / 0.3m | 9.9836 | https://www.l-com.cn/ethernet-premium-category-5e-patch-cable-rj45-rj45-black-10-ft
TRD815-CD-1-3F | 超五类以太网弹簧线组件，90度出线后连接RJ45-RJ45接头，使用UTP 26AWG绞合高柔性工业聚氨酯TPU电缆护套，黑色，长度为1到3英尺 | 157.5526 | https://www.l-com.cn/category-5e-ethernet-coil-cord-assembly-rj45-rj45-90d-tangents-utp-26awg-stranded-high-flex-industrial-polyurethane-tpu-black-1-to-3f
TRD815-CD-2-6F | 超五类以太网弹簧线组件，90度出线后连接RJ45-RJ45接头，使用UTP 26AWG绞合高柔性工业聚氨酯TPU电缆护套，黑色，长度为2到6英尺 | 182.5432 | https://www.l-com.cn/category-5e-ethernet-coil-cord-assembly-rj45-rj45-90d-tangents-utp-26awg-stranded-high-flex-industrial-polyurethane-tpu-black-2-to-6f
TRD815-CD-3-9F | 超五类以太网弹簧线组件，90度出线后连接RJ45-RJ45接头，使用UTP 26AWG绞合高柔性工业聚氨酯TPU电缆护套，黑色，长度为3到9英尺 | 235.5463 | https://www.l-com.cn/category-5e-ethernet-coil-cord-assembly-rj45-rj45-90d-tangents-utp-26awg-stranded-high-flex-industrial-polyurethane-tpu-black-3-to-9f
TRD815-CD-4-12F | 超五类以太网弹簧线组件，90度出线后连接RJ45-RJ45接头，使用UTP 26AWG绞合高柔性工业聚氨酯TPU电缆护套，黑色，长度为4到12英尺 | 388.3374 | https://www.l-com.cn/category-5e-ethernet-coil-cord-assembly-rj45-rj45-90d-tangents-utp-26awg-stranded-high-flex-industrial-polyurethane-tpu-black-4-to-12f
TRD815-CD-5-15F | 超五类以太网弹簧线组件，90度出线后连接RJ45-RJ45接头，使用UTP 26AWG绞合高柔性工业聚氨酯TPU电缆护套，黑色，长度为5到15英尺 | 267.6608 | https://www.l-com.cn/category-5e-ethernet-coil-cord-assembly-rj45-rj45-90d-tangents-utp-26awg-stranded-high-flex-industrial-polyurethane-tpu-black-5-to-15f
TRD815-CD-6-18F | 超五类以太网弹簧线组件，90度出线后连接RJ45-RJ45接头，使用UTP 26AWG绞合高柔性工业聚氨酯TPU电缆护套，黑色，长度为6到18英尺 | 345.756 | https://www.l-com.cn/category-5e-ethernet-coil-cord-assembly-rj45-rj45-90d-tangents-utp-26awg-stranded-high-flex-industrial-polyurethane-tpu-black-6-to-18f
TRD815-CD-6-18IN | 超五类以太网弹簧线组件，90度出线后连接RJ45-RJ45接头，使用UTP 26AWG绞合高柔性工业聚氨酯TPU电缆护套，黑色，长度为6到18英寸 | 129.6636 | https://www.l-com.cn/category-5e-ethernet-coil-cord-assembly-rj45-rj45-90d-tangents-utp-26awg-stranded-high-flex-industrial-polyurethane-tpu-black-6-to-18in
TRD815-CD-7-21F | 超五类以太网弹簧线组件，90度出线后连接RJ45-RJ45接头，使用UTP 26AWG绞合高柔性工业聚氨酯TPU电缆护套，黑色，长度为7到21英尺 | 387.2484 | https://www.l-com.cn/category-5e-ethernet-coil-cord-assembly-rj45-rj45-90d-tangents-utp-26awg-stranded-high-flex-industrial-polyurethane-tpu-black-7-to-21f
TRD815-CD-8-24F | 超五类以太网弹簧线组件，90度出线后连接RJ45-RJ45接头，使用UTP 26AWG绞合高柔性工业聚氨酯TPU电缆护套，黑色，长度为8到24英尺 | 672.0725 | https://www.l-com.cn/category-5e-ethernet-coil-cord-assembly-rj45-rj45-90d-tangents-utp-26awg-stranded-high-flex-industrial-polyurethane-tpu-black-8-to-24f
TRD815-CH-1-3F | 超五类以太网弹簧线组件，180度出线后连接RJ45-RJ45接头，使用UTP 26AWG绞合高柔性工业聚氨酯TPU电缆护套，黑色，长度为1到3英尺 | 147.1351 | https://www.l-com.cn/category-5e-ethernet-coil-cord-assembly-rj45-rj45-180d-tangents-utp-26awg-stranded-high-flex-industrial-polyurethane-tpu-black-1-to-3f
TRD815-CH-2-6F | 超五类以太网弹簧线组件，180度出线后连接RJ45-RJ45接头，使用UTP 26AWG绞合高柔性工业聚氨酯TPU电缆护套，黑色，长度为2到6英尺 | 187.3951 | https://www.l-com.cn/category-5e-ethernet-coil-cord-assembly-rj45-rj45-180d-tangents-utp-26awg-stranded-high-flex-industrial-polyurethane-tpu-black-2-to-6f
TRD815-CH-3-9F | 超五类以太网弹簧线组件，180度出线后连接RJ45-RJ45接头，使用UTP 26AWG绞合高柔性工业聚氨酯TPU电缆护套，黑色，长度为3到9英尺 | 231.5475 | https://www.l-com.cn/category-5e-ethernet-coil-cord-assembly-rj45-rj45-180d-tangents-utp-26awg-stranded-high-flex-industrial-polyurethane-tpu-black-3-to-9f
TRD815-CH-4-12F | 超五类以太网弹簧线组件，180度出线后连接RJ45-RJ45接头，使用UTP 26AWG绞合高柔性工业聚氨酯TPU电缆护套，黑色，长度为4到12英尺 | 267.9562 | https://www.l-com.cn/category-5e-ethernet-coil-cord-assembly-rj45-rj45-180d-tangents-utp-26awg-stranded-high-flex-industrial-polyurethane-tpu-black-4-to-12f
TRD815-CH-5-15F | 超五类以太网弹簧线组件，180度出线后连接RJ45-RJ45接头，使用UTP 26AWG绞合高柔性工业聚氨酯TPU电缆护套，黑色，长度为5到15英尺 | 309.2179 | https://www.l-com.cn/category-5e-ethernet-coil-cord-assembly-rj45-rj45-180d-tangents-utp-26awg-stranded-high-flex-industrial-polyurethane-tpu-black-5-to-15f
TRD815-CH-6-18F | 超五类以太网弹簧线组件，180度出线后连接RJ45-RJ45接头，使用UTP 26AWG绞合高柔性工业聚氨酯TPU电缆护套，黑色，长度为6到18英尺 | 345.4598 | https://www.l-com.cn/category-5e-ethernet-coil-cord-assembly-rj45-rj45-180d-tangents-utp-26awg-stranded-high-flex-industrial-polyurethane-tpu-black-6-to-18f
TRD815-CH-6-18IN | 超五类以太网弹簧线组件，180度出线后连接RJ45-RJ45接头，使用UTP 26AWG绞合高柔性工业聚氨酯TPU电缆护套，黑色，长度为6到18英寸 | 128.8044 | https://www.l-com.cn/category-5e-ethernet-coil-cord-assembly-rj45-rj45-180d-tangents-utp-26awg-stranded-high-flex-industrial-polyurethane-tpu-black-6-to-18in
TRD815-CH-7-21F | 超五类以太网弹簧线组件，180度出线后连接RJ45-RJ45接头，使用UTP 26AWG绞合高柔性工业聚氨酯TPU电缆护套，黑色，长度为7到21英尺 | 557.7224 | https://www.l-com.cn/category-5e-ethernet-coil-cord-assembly-rj45-rj45-180d-tangents-utp-26awg-stranded-high-flex-industrial-polyurethane-tpu-black-7-to-21f
TRD815-CH-8-24F | 超五类以太网弹簧线组件，180度出线后连接RJ45-RJ45接头，使用UTP 26AWG绞合高柔性工业聚氨酯TPU电缆护套，黑色，长度为8到24英尺 | 617.0906 | https://www.l-com.cn/category-5e-ethernet-coil-cord-assembly-rj45-rj45-180d-tangents-utp-26awg-stranded-high-flex-industrial-polyurethane-tpu-black-8-to-24f
TRD815CRBL-10 | 特优型10/100Base-T交叉线，蓝，10英尺（3米） | 8.56 | https://www.l-com.cn/ethernet-premium-10-100base-t-crossover-cable-blue-100-ft
TRD815CRGR-3 | 特优型10/100Base-T交叉线，绿，3英尺（0.9米） | 6.33 | https://www.l-com.cn/ethernet-premium-10-100base-t-crossover-cable-green-30-ft
TRD815CRGR-7 | 特优型10/100Base-T交叉线，绿，7英尺（2.1米） | 8.3 | https://www.l-com.cn/ethernet-premium-10-100base-t-crossover-cable-green-70-ft
TRD815CRR-5 | 特优型10/100Base-T交叉线，红，5英尺（1.5米） | 7.5279 | https://www.l-com.cn/ethernet-premium-10-100base-t-crossover-cable-red-50-ft
TRD815CRY-1 | 特优型10/100Base-T交叉线，黄，1英尺（0.3米） | 4.88 | https://www.l-com.cn/ethernet-premium-10-100base-t-crossover-cable-yellow-10-ft
TRD815CRY-10 | 特优型10/100Base-T交叉线，黄，10英尺（3米） | 10.2533 | https://www.l-com.cn/ethernet-premium-10-100base-t-crossover-cable-yellow-100-ft
TRD815DZ-SF-GRN-1M | 超5类短式柔性以太网线缆组件，SF/UTP箔屏蔽层加编织屏蔽层的双屏蔽结构，RJ45公头/插头，26AWG多股导线，TPU护套，绿色，1米 | 29.265 | https://www.l-com.cn/category-5e-short-flex-ethernet-cable-assembly-double-shielded-sf-utp-foil-braid-rj45-male-plug-26awg-stranded-tpu-green-10m
TRD815GR-1 | 特优型超5类跳线，RJ45/RJ45，绿，1英尺（0.3米） | 7.3816 | https://www.l-com.cn/ethernet-premium-category-5e-patch-cable-rj45-rj45-green-10-ft
TRD815GR-14 | 特优型超 5 类 RJ45/RJ45 模制级以太网跳线黑色14ft / 4.3m | 13 | https://www.l-com.cn/ethernet-premium-category-5e-patch-cable-rj45-rj45-green-140-ft
TRD815GR-2 | 特优型超5类跳线，RJ45/RJ45，绿，2英尺（0.6米） | 5.5 | https://www.l-com.cn/ethernet-premium-category-5e-patch-cable-rj45-rj45-green-20-ft
TRD815GR-25 | 特优型超 5 类 RJ45/RJ45 模制级以太网跳线黑色25ft / 7.6m | 19 | https://www.l-com.cn/ethernet-premium-category-5e-patch-cable-rj45-rj45-green-250-ft
TRD815GR-3 | 特优型超5类跳线，RJ45/RJ45，绿，3英尺（0.9米） | 8.223 | https://www.l-com.cn/ethernet-premium-category-5e-patch-cable-rj45-rj45-green-30-ft
TRD815GR-5 | 特优型超 5 类 RJ45/RJ45 模制级以太网跳线黑色5ft / 1.5m | 11.19 | https://www.l-com.cn/ethernet-premium-category-5e-patch-cable-rj45-rj45-green-50-ft
TRD815GR-7 | 特优型超 5 类 RJ45/RJ45 模制级以太网跳线黑色7ft / 2.1m | 8.13 | https://www.l-com.cn/ethernet-premium-category-5e-patch-cable-rj45-rj45-green-70-ft
TRD815GRY-25 | 特优型超 5 类 RJ45/RJ45 模制级以太网跳线黑色25ft / 7.6m | 17.55 | https://www.l-com.cn/ethernet-premium-category-5e-patch-cable-rj45-rj45-gray-250-ft
TRD815GRY-40 | 特优型超5类跳线，RJ45/RJ45，灰，40英尺（12.2米） | 38.62 | https://www.l-com.cn/ethernet-premium-category-5e-patch-cable-rj45-rj45-gray-400-ft
TRD815OR-1 | 特优型超5类跳线，RJ45/RJ45，橙，1英尺（0.3米） | 3.83 | https://www.l-com.cn/ethernet-premium-category-5e-patch-cable-rj45-rj45-orange-10-ft
TRD815OR-25 | 特优型超 5 类 RJ45/RJ45 模制级以太网跳线黑色25ft / 7.6m | 18.74 | https://www.l-com.cn/ethernet-premium-category-5e-patch-cable-rj45-rj45-orange-250-ft
TRD815OR-3 | 特优型超 5 类 RJ45/RJ45 模制级以太网跳线黑色3ft / 0.9m | 6.32 | https://www.l-com.cn/ethernet-premium-category-5e-patch-cable-rj45-rj45-orange-30-ft
TRD815R-2 | 特优型超5类跳线，RJ45/RJ45，红，2英尺（0.6米） | 4.333 | https://www.l-com.cn/ethernet-premium-category-5e-patch-cable-rj45-rj45-red-20-ft
TRD815R-5 | 特优型超 5 类 RJ45/RJ45 模制级以太网跳线黑色5ft / 1.5m | 6.27 | https://www.l-com.cn/ethernet-premium-category-5e-patch-cable-rj45-rj45-red-50-ft
TRD815R-7 | 特优型超 5 类 RJ45/RJ45 模制级以太网跳线黑色7ft / 2.1m | 12.71 | https://www.l-com.cn/ethernet-premium-category-5e-patch-cable-rj45-rj45-red-70-ft
TRD815RA15BLK-3 | 超5类直角型跳线，堆叠式，黑，3英尺（0.9米） | 47.83 | https://www.l-com.cn/ethernet-category-5e-right-angle-patch-cable-stackable-black-30-ft
TRD815RA15BLK-5 | 超5类直角型跳线，堆叠式，黑，5英尺（1.5米） | 49.26 | https://www.l-com.cn/ethernet-category-5e-right-angle-patch-cable-stackable-black-50-ft
TRD815RA15BLK-7 | 超5类直角型跳线，堆叠式，黑，7英尺（2.1米） | 50.64 | https://www.l-com.cn/ethernet-category-5e-right-angle-patch-cable-stackable-black-70-ft
TRD815RA15BLU-1 | 超5类直角型跳线，堆叠式，蓝，1英尺（0.3米） | 46.56 | https://www.l-com.cn/ethernet-category-5e-right-angle-patch-cable-stackable-blue-10-ft
TRD815RA15BLU-10 | 超5类直角型跳线，堆叠式，蓝，10英尺（3米） | 53.36 | https://www.l-com.cn/ethernet-category-5e-right-angle-patch-cable-stackable-blue-100-ft
TRD815RA15BLU-3 | 超5类直角型跳线，堆叠式，蓝，3英尺（0.9米） | 42.71 | https://www.l-com.cn/ethernet-category-5e-right-angle-patch-cable-stackable-blue-30-ft
TRD815RA15BLU-5 | 超5类直角型跳线，堆叠式，蓝，5英尺（1.5米） | 48.36 | https://www.l-com.cn/ethernet-category-5e-right-angle-patch-cable-stackable-blue-50-ft
TRD815RA15BLU-7 | 超5类直角型跳线，堆叠式，蓝，7英尺（2.1米） | 50.99 | https://www.l-com.cn/ethernet-category-5e-right-angle-patch-cable-stackable-blue-70-ft
TRD815RA15GRY-1 | 超5类直角型跳线，堆叠式，灰，1英尺（0.3米） | 46.56 | https://www.l-com.cn/ethernet-category-5e-right-angle-patch-cable-stackable-gray-10-ft
TRD815RA15GRY-7 | 超5类直角型跳线，堆叠式，灰，7英尺（2.1米） | 50.98 | https://www.l-com.cn/ethernet-category-5e-right-angle-patch-cable-stackable-gray-70-ft
TRD815RA15RED-5 | 超5类直角型跳线，堆叠式，红，5英尺（1.5米） | 49.51 | https://www.l-com.cn/ethernet-category-5e-right-angle-patch-cable-stackable-red-50-ft
TRD815RA2BL-1 | 超5类直角型跳线，直通/直角上出线，蓝，1英尺（0.3米） | 9.29 | https://www.l-com.cn/ethernet-category-5e-right-angle-patch-cable-straight-right-angle-up-blue-10-ft
TRD815RA2BL-10 | 超5类直角型跳线，直通/直角上出线，蓝，10英尺（3米） | 15.82 | https://www.l-com.cn/ethernet-category-5e-right-angle-patch-cable-straight-right-angle-up-blue-100-ft
TRD815RA2BLK-1 | 超5类直角型跳线，直通/直角上出线，黑，1英尺（0.3米） | 9.29 | https://www.l-com.cn/ethernet-category-5e-right-angle-patch-cable-straight-right-angle-up-black-10-ft
TRD815RA2BLK-3 | 超5类直角型跳线，直通/直角上出线，黑，3英尺（0.9米） | 12.41 | https://www.l-com.cn/ethernet-category-5e-right-angle-patch-cable-straight-right-angle-up-black-30-ft
TRD815RA2GR-1 | 超5类直角型跳线，直通/直角上出线，绿，1英尺（0.3米） | 18.823 | https://www.l-com.cn/ethernet-category-5e-right-angle-patch-cable-straight-right-angle-up-green-10-ft
TRD815RA2GRY-1 | 超5类直角型跳线，直通/直角上出线，灰，1英尺（0.3米） | 7.9947 | https://www.l-com.cn/ethernet-category-5e-right-angle-patch-cable-straight-right-angle-up-gray-10-ft
TRD815RA2GRY-3 | 超5类直角型跳线，直通/直角上出线，灰，3英尺（0.9米） | 9.0356 | https://www.l-com.cn/ethernet-category-5e-right-angle-patch-cable-straight-right-angle-up-gray-30-ft
TRD815RA2OR-5 | 超5类直角型跳线，直通/直角上出线，橙，5英尺（1.5米） | 12.12 | https://www.l-com.cn/ethernet-category-5e-right-angle-patch-cable-straight-right-angle-up-orange-50-ft
TRD815RA2RD-7 | 超5类直角型跳线，直通/直角上出线，红，7英尺（2.1米） | 12.89 | https://www.l-com.cn/ethernet-category-5e-right-angle-patch-cable-straight-right-angle-up-red-70-ft
TRD815RA3BL-2 | 超5类直角型跳线，直角下出线/直角下出线，蓝，2英尺（0.6米） | 10.5097 | https://www.l-com.cn/ethernet-category-5e-right-angle-patch-cable-right-angle-down-right-angle-down-blue-20-ft
TRD815RA3BL-3 | 超5类直角型跳线，直角下出线/直角下出线，蓝，3英尺（0.9米） | 11.3071 | https://www.l-com.cn/ethernet-category-5e-right-angle-patch-cable-right-angle-down-right-angle-down-blue-30-ft
TRD815RA3BL-5 | 超5类直角型跳线，直角下出线/直角下出线，蓝，5英尺（1.5米） | 15.19 | https://www.l-com.cn/ethernet-category-5e-right-angle-patch-cable-right-angle-down-right-angle-down-blue-50-ft
TRD815RA3BLK-1 | 超5类直角型跳线，直角下出线/直角下出线，黑，1英尺（0.3米） | 12.63 | https://www.l-com.cn/ethernet-category-5e-right-angle-patch-cable-right-angle-down-right-angle-down-black-10-ft
TRD815RA3GR-1 | 超5类直角型跳线，直角下出线/直角下出线，绿，1英尺（0.3米） | 20.2 | https://www.l-com.cn/ethernet-category-5e-right-angle-patch-cable-right-angle-down-right-angle-down-green-10-ft
TRD815RA4GR-1 | 超5类直角型跳线，直角上出线/直角下出线，绿，1英尺（0.3米） | 20.2 | https://www.l-com.cn/ethernet-category-5e-right-angle-patch-cable-right-angle-up-right-angle-down-green-10-ft
TRD815RA6GRY-15 | 超5类直角型跳线，直通/直角左出线，灰，15英尺（4.6米） | 19.0738 | https://www.l-com.cn/ethernet-category-5e-right-angle-patch-cable-straight-right-angle-left-exit-gray-150-ft
TRD815RA6GRY-20 | 超5类直角型跳线，直通/直角左出线，灰，20英尺（6.1米） | 22.5063 | https://www.l-com.cn/ethernet-category-5e-right-angle-patch-cable-straight-right-angle-left-exit-gray-200-ft
TRD815RA6GRY-30 | 超5类直角型跳线，直通/直角左出线，灰，30英尺（9.1米） | 36.19 | https://www.l-com.cn/ethernet-category-5e-right-angle-patch-cable-straight-right-angle-left-exit-gray-300-ft
TRD815RA7BLK-10 | 超5类直角型跳线，直通/直角右出线，黑，10英尺（3米） | 16.24 | https://www.l-com.cn/ethernet-category-5e-right-angle-patch-cable-straight-right-angle-right-exit-black-100-ft
TRD815RA7BLK-2 | 超5类直角型跳线，直通/直角右出线，黑，2英尺（0.6米） | 10.7749 | https://www.l-com.cn/ethernet-category-5e-right-angle-patch-cable-straight-right-angle-right-exit-black-20-ft
TRD815RA7RD-1 | 超5类直角型跳线，直通/直角右出线，红，1英尺（0.3米） | 14.62 | https://www.l-com.cn/ethernet-category-5e-right-angle-patch-cable-straight-right-angle-right-exit-red-10-ft
TRD815RA8GR-1 | 超5类直角型跳线，直角左出线/直角右出线，绿，1英尺（0.3米） | 10.118 | https://www.l-com.cn/ethernet-category-5e-right-angle-patch-cable-ra-left-exit-ra-right-exit-green-10-ft
TRD815RA8GRY-2 | 超5类直角型跳线，直角左出线/直角右出线，灰，2英尺（0.6米） | 13.04 | https://www.l-com.cn/ethernet-category-5e-right-angle-patch-cable-ra-left-exit-ra-right-exit-gray-20-ft
TRD815RA8RD-1 | 超5类直角型跳线，直角左出线/直角右出线，红，1英尺（0.3米） | 12.42 | https://www.l-com.cn/ethernet-category-5e-right-angle-patch-cable-ra-left-exit-ra-right-exit-red-10-ft
TRD815RA9BL-1 | 超5类直角型跳线，直角左出线/直角左出线，蓝，1英尺（0.3米） | 11.868 | https://www.l-com.cn/ethernet-category-5e-right-angle-patch-cable-ra-left-exit-ra-left-exit-blue-10-ft
TRD815RA9GRY-2 | 超5类直角型跳线，直角左出线/直角左出线，灰，2英尺（0.6米） | 13.99 | https://www.l-com.cn/ethernet-category-5e-right-angle-patch-cable-ra-left-exit-ra-left-exit-gray-20-ft
TRD815RA9GRY-7 | 超5类直角型跳线，直角左出线/直角左出线，灰，7英尺（2.1米） | 16.44 | https://www.l-com.cn/ethernet-category-5e-right-angle-patch-cable-ra-left-exit-ra-left-exit-gray-70-ft
TRD815RABL-25 | 超5类直角型跳线，直通/直角下出线，蓝，25英尺（7.6米） | 33.5 | https://www.l-com.cn/ethernet-category-5e-right-angle-patch-cable-straight-right-angle-down-blue-250-ft
TRD815RABL-3 | 超5类直角型跳线，直通/直角下出线，蓝，3英尺（0.9米） | 9.6597 | https://www.l-com.cn/ethernet-category-5e-right-angle-patch-cable-straight-right-angle-down-blue-30-ft
TRD815RABLK-1 | 超5类直角型跳线，直通/直角下出线，黑，1英尺（0.3米） | 9.44 | https://www.l-com.cn/ethernet-category-5e-right-angle-patch-cable-straight-right-angle-down-black-10-ft
TRD815RABLK-2 | 超5类直角型跳线，直通/直角下出线，黑，2英尺（0.6米） | 8.744 | https://www.l-com.cn/ethernet-category-5e-right-angle-patch-cable-straight-right-angle-down-black-20-ft
TRD815RAGR-1 | 超5类直角型跳线，直通/直角下出线，绿，1英尺（0.3米） | 7.7893 | https://www.l-com.cn/ethernet-category-5e-right-angle-patch-cable-straight-right-angle-down-green10-ft
TRD815RAGRY-1 | 超5类直角型跳线，直通/直角下出线，灰，1英尺（0.3米） | 29.97 | https://www.l-com.cn/ethernet-category-5e-right-angle-patch-cable-straight-right-angle-down-gray-10-ft
TRD815RAGRY-7 | 超5类直角型跳线，直通/直角下出线，灰，7英尺（2.1米） | 13.3558 | https://www.l-com.cn/ethernet-category-5e-right-angle-patch-cable-straight-right-angle-down-gray-70-ft
TRD815RARD-10 | 超5类直角型跳线，直通/直角下出线，红，10英尺（3米） | 14.94 | https://www.l-com.cn/ethernet-category-5e-right-angle-patch-cable-straight-right-angle-down-red-100-ft
TRD815RARD-7 | 超5类直角型跳线，直通/直角下出线，红，7英尺（2.1米） | 13.3558 | https://www.l-com.cn/ethernet-category-5e-right-angle-patch-cable-straight-right-angle-down-red-70-ft
TRD815SPL-10 | 超5类屏蔽阻燃级线缆，RJ45/RJ45，10英尺（3米） | 101.9267 | https://www.l-com.cn/ethernet-shielded-cat-5e-plenum-cable-rj45-rj45-100-ft
TRD815SPL-100 | 超5类屏蔽阻燃级线缆，RJ45/RJ45，100英尺（30.5米） | 517.71 | https://www.l-com.cn/ethernet-shielded-cat-5e-plenum-cable-rj45-rj45-1000-ft
TRD815SPL-15 | 超5类屏蔽阻燃级线缆，RJ45/RJ45，15英尺（4.6米） | 136.19 | https://www.l-com.cn/ethernet-shielded-cat-5e-plenum-cable-rj45-rj45-150-ft
TRD815SPL-150 | 超5类屏蔽阻燃级线缆，RJ45/RJ45，150英尺（45.7米） | 614.935 | https://www.l-com.cn/ethernet-shielded-cat-5e-plenum-cable-rj45-rj45-1500-ft
TRD815SPL-20 | 超5类屏蔽阻燃级线缆，RJ45/RJ45，20英尺（6.1米） | 160.58 | https://www.l-com.cn/ethernet-shielded-cat-5e-plenum-cable-rj45-rj45-200-ft
TRD815SPL-25 | 超5类屏蔽阻燃级线缆，RJ45/RJ45，25英尺（7.6米） | 189.16 | https://www.l-com.cn/ethernet-shielded-cat-5e-plenum-cable-rj45-rj45-250-ft
TRD815SPL-250 | 超5类屏蔽阻燃级线缆，RJ45/RJ45，250英尺（76.2米） | 1246.45 | https://www.l-com.cn/ethernet-shielded-cat-5e-plenum-cable-rj45-rj45-2500-ft
TRD815SPL-3 | 超5类屏蔽阻燃级线缆，RJ45/RJ45，3英尺（0.9米） | 79.32 | https://www.l-com.cn/ethernet-shielded-cat-5e-plenum-cable-rj45-rj45-30-ft
TRD815SPL-30 | 超5类屏蔽阻燃级线缆，RJ45/RJ45，30英尺（9.1米） | 218.95 | https://www.l-com.cn/ethernet-shielded-cat-5e-plenum-cable-rj45-rj45-300-ft
TRD815SPL-40 | 超5类屏蔽阻燃级线缆，RJ45/RJ45，40英尺（12.2米） | 275.44 | https://www.l-com.cn/ethernet-shielded-cat-5e-plenum-cable-rj45-rj45-400-ft
TRD815SPL-5 | 超5类屏蔽阻燃级线缆，RJ45/RJ45，5英尺（1.5米） | 85.4 | https://www.l-com.cn/ethernet-shielded-cat-5e-plenum-cable-rj45-rj45-50-ft
TRD815SPL-50 | 超5类屏蔽阻燃级线缆，RJ45/RJ45，50英尺（15.2米） | 293.73 | https://www.l-com.cn/ethernet-shielded-cat-5e-plenum-cable-rj45-rj45-500-ft
TRD815SPL-60 | 超5类屏蔽阻燃级线缆，RJ45/RJ45，60英尺（18.3米） | 400.67 | https://www.l-com.cn/ethernet-shielded-cat-5e-plenum-cable-rj45-rj45-600-ft
TRD815SPL-7 | 超5类屏蔽阻燃级线缆，RJ45/RJ45，7英尺（2.1米） | 46.9981 | https://www.l-com.cn/ethernet-shielded-cat-5e-plenum-cable-rj45-rj45-70-ft
TRD815SPL-75 | 超5类屏蔽阻燃级线缆，RJ45/RJ45，75英尺（22.9米） | 418.22 | https://www.l-com.cn/ethernet-shielded-cat-5e-plenum-cable-rj45-rj45-750-ft
TRD815SRA10BLK-3 | 超5类屏蔽直角型跳线，直角右出线/直角下出线，黑，3英尺（0.9米） | 20.54 | https://www.l-com.cn/ethernet-category-5e-shielded-right-angle-patch-cable-right-angle-right-right-angle-down-black-30-ft
TRD815SRA12BL-2 | 超5类屏蔽直角型跳线，直角右出线/直角上出线，蓝，2英尺（0.6米） | 16.9 | https://www.l-com.cn/ethernet-category-5e-shielded-right-angle-patch-cable-right-angle-right-right-angle-up-blue-20-ft
TRD815SRA15BLK-1 | 超5类屏蔽直角型跳线，堆叠式，黑，1英尺（0.3米） | 49.91 | https://www.l-com.cn/ethernet-shielded-category-5e-right-angle-patch-cable-stackable-black-10-ft
TRD815SRA15BLK-10 | 超5类屏蔽直角型跳线，堆叠式，黑，10英尺（3米） | 56.49 | https://www.l-com.cn/ethernet-shielded-category-5e-right-angle-patch-cable-stackable-black-100-ft
TRD815SRA15BLK-3 | 超5类屏蔽直角型跳线，堆叠式，黑，3英尺（0.9米） | 51.31 | https://www.l-com.cn/ethernet-shielded-category-5e-right-angle-patch-cable-stackable-black-30-ft
TRD815SRA15BLK-5 | 超5类屏蔽直角型跳线，堆叠式，黑，5英尺（1.5米） | 52.81 | https://www.l-com.cn/ethernet-shielded-category-5e-right-angle-patch-cable-stackable-black-50-ft
TRD815SRA15BLK-7 | 超5类屏蔽直角型跳线，堆叠式，黑，7英尺（2.1米） | 54.24 | https://www.l-com.cn/ethernet-shielded-category-5e-right-angle-patch-cable-stackable-black-70-ft
TRD815SRA15BLU-3 | 超5类屏蔽直角型跳线，堆叠式，蓝，3英尺（0.9米） | 51.27 | https://www.l-com.cn/ethernet-shielded-category-5e-right-angle-patch-cable-stackable-blue-30-ft
TRD815SRA15GRY-1 | 超5类屏蔽直角型跳线，堆叠式，灰，1英尺（0.3米） | 49.9 | https://www.l-com.cn/ethernet-shielded-category-5e-right-angle-patch-cable-stackable-gray-10-ft
TRD815SRA15GRY-3 | 超5类屏蔽直角型跳线，堆叠式，灰，3英尺（0.9米） | 16.24 | https://www.l-com.cn/ethernet-shielded-category-5e-right-angle-patch-cable-stackable-gray-30-ft
TRD815SRA15RED-1 | 超5类屏蔽直角型跳线，堆叠式，红，1英尺（0.3米） | 49.91 | https://www.l-com.cn/ethernet-shielded-category-5e-right-angle-patch-cable-stackable-red-10-ft
TRD815SRA1BL-30 | 超5类屏蔽直角型跳线，直通/直角下出线，蓝，30英尺（9.1米） | 35.82 | https://www.l-com.cn/ethernet-category-5e-shielded-right-angle-patch-cable-straight-right-angle-down-blue-300-ft
TRD815SRA1BL-5 | 超5类屏蔽直角型跳线，直通/直角下出线，蓝，5英尺（1.5米） | 19.12 | https://www.l-com.cn/ethernet-category-5e-shielded-right-angle-patch-cable-straight-right-angle-down-blue-50-ft
TRD815SRA1BL-7 | 超5类屏蔽直角型跳线，直通/直角下出线，蓝，7英尺（2.1米） | 16.3197 | https://www.l-com.cn/ethernet-category-5e-shielded-right-angle-patch-cable-straight-right-angle-down-blue-70-ft
TRD815SRA1BLK-10 | 超5类屏蔽直角型跳线，直通/直角下出线，黑，10英尺（3米） | 22.33 | https://www.l-com.cn/ethernet-category-5e-shielded-right-angle-patch-cable-straight-right-angle-down-black-100-ft
TRD815SRA1BLK-2 | 超5类屏蔽直角型跳线，直通/直角下出线，黑，2英尺（0.6米） | 44.4 | https://www.l-com.cn/ethernet-category-5e-shielded-right-angle-patch-cable-straight-right-angle-down-black-20-ft
TRD815SRA1BLK-30 | 超5类屏蔽直角型跳线，直通/直角下出线，黑，30英尺（9.1米） | 53.25 | https://www.l-com.cn/ethernet-category-5e-shielded-right-angle-patch-cable-straight-right-angle-down-black-300-ft
TRD815SRA1GR-10 | 超5类屏蔽直角型跳线，直通/直角下出线，绿，10英尺（3米） | 19.37 | https://www.l-com.cn/ethernet-category-5e-shielded-right-angle-patch-cable-straight-right-angle-down-green-100-ft
TRD815SRA1GR-5 | 超5类屏蔽直角型跳线，直通/直角下出线，绿，5英尺（1.5米） | 15.92 | https://www.l-com.cn/ethernet-category-5e-shielded-right-angle-patch-cable-straight-right-angle-down-green-50-ft
TRD815SRA1GR-7 | 超5类屏蔽直角型跳线，直通/直角下出线，绿，7英尺（2.1米） | 16.9 | https://www.l-com.cn/ethernet-category-5e-shielded-right-angle-patch-cable-straight-right-angle-down-green-70-ft
TRD815SRA1GRY-10 | 超5类屏蔽直角型跳线，直通/直角下出线，灰，10英尺（3米） | 19.37 | https://www.l-com.cn/ethernet-category-5e-shielded-right-angle-patch-cable-straight-right-angle-down-gray-100-ft
TRD815SRA1OR-1 | 超5类屏蔽直角型跳线，直通/直角下出线，橙，1英尺（0.3米） | 11.96 | https://www.l-com.cn/ethernet-category-5e-shielded-right-angle-patch-cable-straight-right-angle-down-orange-10-ft
TRD815SRA1RD-7 | 超5类屏蔽直角型跳线，直通/直角下出线，红，7英尺（2.1米） | 17.4102 | https://www.l-com.cn/ethernet-category-5e-shielded-right-angle-patch-cable-straight-right-angle-down-red-70-ft
TRD815SRA1Y-3 | 超5类屏蔽直角型跳线，直通/直角下出线，黄，3英尺（0.9米） | 13.61 | https://www.l-com.cn/ethernet-category-5e-shielded-right-angle-patch-cable-straight-right-angle-down-yellow-30-ft
TRD815SRA1Y-5 | 超5类屏蔽直角型跳线，直通/直角下出线，黄，5英尺（1.5米） | 16.68 | https://www.l-com.cn/ethernet-category-5e-shielded-right-angle-patch-cable-straight-right-angle-down-yellow-50-ft
TRD815SRA1Y-7 | 超5类屏蔽直角型跳线，直通/直角下出线，黄，7英尺（2.1米） | 17.82 | https://www.l-com.cn/ethernet-category-5e-shielded-right-angle-patch-cable-straight-right-angle-down-yellow-70-ft
TRD815SRA2BLK-5M | 超5类屏蔽直角型跳线，直通/直角上出线，黑，5米 | 42.1647 | https://www.l-com.cn/ethernet-category-5e-shielded-right-angle-patch-cable-straight-right-angle-up-black-5m
TRD815SRA2GRY-2 | 超5类屏蔽直角型跳线，直通/直角上出线，灰，2英尺（0.6米） | 40.32 | https://www.l-com.cn/ethernet-category-5e-shielded-right-angle-patch-cable-straight-right-angle-up-gray-20-ft
TRD815SRA2GRY-3 | 超5类屏蔽直角型跳线，直通/直角上出线，灰，3英尺（0.9米） | 18.93 | https://www.l-com.cn/ethernet-category-5e-shielded-right-angle-patch-cable-straight-right-angle-up-gray-30-ft
TRD815SRA3BLK-10 | 超5类屏蔽直角型跳线，直角下出线/直角下出线，黑，10英尺（3米） | 55.335 | https://www.l-com.cn/ethernet-category-5e-shielded-right-angle-patch-cable-right-angle-down-right-angle-down-black-100-ft
TRD815SRA3BLK-20 | 超5类屏蔽直角型跳线，直角下出线/直角下出线，黑，20英尺（6.1米） | 41.2611 | https://www.l-com.cn/ethernet-category-5e-shielded-right-angle-patch-cable-right-angle-down-right-angle-down-black-200-ft
TRD815SRA3BLK-25 | 超5类屏蔽直角型跳线，直角下出线/直角下出线，黑，25英尺（7.6米） | 35.83 | https://www.l-com.cn/ethernet-category-5e-shielded-right-angle-patch-cable-right-angle-down-right-angle-down-black-250-ft
TRD815SRA3BLK-3 | 超5类屏蔽直角型跳线，直角下出线/直角下出线，黑，3英尺（0.9米） | 22.4178 | https://www.l-com.cn/ethernet-category-5e-shielded-right-angle-patch-cable-right-angle-down-right-angle-down-black-30-ft
TRD815SRA3BLK-7 | 超5类屏蔽直角型跳线，直角下出线/直角下出线，黑，7英尺（2.1米） | 34.51 | https://www.l-com.cn/ethernet-category-5e-shielded-right-angle-patch-cable-right-angle-down-right-angle-down-black-70-ft
TRD815SRA3GR-1 | 超5类屏蔽直角型跳线，直角下出线/直角下出线，绿，1英尺（0.3米） | 15.193 | https://www.l-com.cn/ethernet-category-5e-shielded-right-angle-patch-cable-right-angle-down-right-angle-down-green-10-ft
TRD815SRA5BLK-5M | 超5类屏蔽直角型跳线，直角上出线/直角上出线，黑，5米 | 51.4071 | https://www.l-com.cn/ethernet-category-5e-shielded-right-angle-patch-cable-right-angle-up-right-angle-up-black-5m
TRD815SRA6BLK-5 | 超5类屏蔽直角型跳线，直角左出线/直通，黑，5英尺（1.5米） | 28.07 | https://www.l-com.cn/ethernet-category-5e-shielded-right-angle-patch-cable-right-angle-left-straight-black-50-ft
TRD815SRA6BLK-7 | 超5类屏蔽直角型跳线，直角左出线/直通，黑，7英尺（2.1米） | 33.15 | https://www.l-com.cn/ethernet-category-5e-shielded-right-angle-patch-cable-right-angle-left-straight-black-70-ft
TRD815SRA6GR-1 | 超5类屏蔽直角型跳线，直角左出线/直通，绿，1英尺（0.3米） | 19.18 | https://www.l-com.cn/ethernet-category-5e-shielded-right-angle-patch-cable-right-angle-left-straight-green-10-ft
TRD815SRA6GRY-15 | 超5类屏蔽直角型跳线，直角左出线/直通，灰，15英尺（4.6米） | 21.25 | https://www.l-com.cn/ethernet-category-5e-shielded-right-angle-patch-cable-right-angle-left-straight-gray-150-ft
TRD815SRA7BL-1 | 超5类屏蔽直角型跳线，右出线/直通，蓝，1英尺（0.3米） | 21.6993 | https://www.l-com.cn/ethernet-category-5e-shielded-right-angle-patch-cable-right-angle-straight-blue-10-ft
TRD815SRA7BL-3 | 超5类屏蔽直角型跳线，右出线/直通，蓝，3英尺（0.9米） | 19.94 | https://www.l-com.cn/ethernet-category-5e-shielded-right-angle-patch-cable-right-angle-straight-blue-30-ft
TRD815SRA7BLK-10 | 超5类屏蔽直角型跳线，右出线/直通，黑，10英尺（3米） | 24.5532 | https://www.l-com.cn/ethernet-category-5e-shielded-right-angle-patch-cable-right-angle-straight-black-100-ft
TRD815SRA7BLK-2 | 超5类屏蔽直角型跳线，右出线/直通，黑，2英尺（0.6米） | 14.024 | https://www.l-com.cn/ethernet-category-5e-shielded-right-angle-patch-cable-right-angle-straight-black-20-ft
TRD815SRA7BLK-5 | 超5类屏蔽直角型跳线，右出线/直通，黑，5英尺（1.5米） | 27.65 | https://www.l-com.cn/ethernet-category-5e-shielded-right-angle-patch-cable-right-angle-straight-black-50-ft
TRD815SRA7BLK-7 | 超5类屏蔽直角型跳线，右出线/直通，黑，7英尺（2.1米） | 16.91 | https://www.l-com.cn/ethernet-category-5e-shielded-right-angle-patch-cable-right-angle-straight-black-70-ft
TRD815SRA7GRY-1 | 超5类屏蔽直角型跳线，右出线/直通，灰，1英尺（0.3米） | 13.43 | https://www.l-com.cn/ethernet-category-5e-shielded-right-angle-patch-cable-right-angle-straight-gray-10-ft
TRD815SRA7RD-10 | 超5类屏蔽直角型跳线，右出线/直通，红，10英尺（3米） | 17.65 | https://www.l-com.cn/ethernet-category-5e-shielded-right-angle-patch-cable-right-angle-straight-red-100-ft
TRD815SRA8GRY-1 | 超5类屏蔽直角型跳线，右出线/左出线，灰，1英尺（0.3米） | 16.6 | https://www.l-com.cn/ethernet-category-5e-shielded-right-angle-patch-cable-right-angle-left-angle-gray-10-ft
TRD815SRA9BLK-30 | 超5类屏蔽直角型跳线，左出线/左出线，黑，30英尺（9.1米） | 39.94 | https://www.l-com.cn/ethernet-category-5e-shielded-right-angle-patch-cable-left-angle-left-angle-black-300-ft
TRD815SRA9GRY-2 | 超5类屏蔽直角型跳线，左出线/左出线，灰，2英尺（0.6米） | 34.85 | https://www.l-com.cn/ethernet-category-5e-shielded-right-angle-patch-cable-left-angle-left-angle-gray-20-ft
TRD815SZ-CD-1-6F | 超五类以太网弹簧线组件，90度出线后连接RJ45-RJ45接头，使用F / UTP箔屏蔽 26AWG绞合高柔性工业无卤TPU电缆护套，蓝绿色，长度为1到36英尺 | 221.5244 | https://www.l-com.cn/category-5e-ethernet-coil-cord-rj45-rj45-90d-tangents-f-utp-foil-shielded-26awg-high-flex-industrial-zero-halogen-tpu-teal-1-to-6f
TRD815SZ-CD-2-12F | 超五类以太网弹簧线组件，90度出线后连接RJ45-RJ45接头，使用F / UTP箔屏蔽 26AWG绞合高柔性工业无卤TPU电缆护套，蓝绿色，长度为2到12英尺 | 376.2713 | https://www.l-com.cn/category-5e-ethernet-coil-cord-rj45-rj45-90d-tangents-f-utp-foil-shielded-26awg-high-flex-industrial-zero-halogen-tpu-teal-2-to-12f
TRD815SZ-CD-3-18F | 超五类以太网弹簧线组件，90度出线后连接RJ45-RJ45接头，使用F / UTP箔屏蔽 26AWG绞合高柔性工业无卤TPU电缆护套，蓝绿色，长度为3到18英尺 | 385.628 | https://www.l-com.cn/category-5e-ethernet-coil-cord-rj45-rj45-90d-tangents-f-utp-foil-shielded-26awg-high-flex-industrial-zero-halogen-tpu-teal-3-to-18f
TRD815SZ-CD-4-24F | 超五类以太网弹簧线组件，90度出线后连接RJ45-RJ45接头，使用F / UTP箔屏蔽 26AWG绞合高柔性工业无卤TPU电缆护套，蓝绿色，长度为4到24英尺 | 467.7473 | https://www.l-com.cn/category-5e-ethernet-coil-cord-rj45-rj45-90d-tangents-f-utp-foil-shielded-26awg-high-flex-industrial-zero-halogen-tpu-teal-4-to-24f
TRD815SZ-CD-5-30F | 超五类以太网弹簧线组件，90度出线后连接RJ45-RJ45接头，使用F / UTP箔屏蔽 26AWG绞合高柔性工业无卤TPU电缆护套，蓝绿色，长度为5到30英尺 | 556.329 | https://www.l-com.cn/category-5e-ethernet-coil-cord-rj45-rj45-90d-tangents-f-utp-foil-shielded-26awg-high-flex-industrial-zero-halogen-tpu-teal-5-to-30f
TRD815SZ-CD-6-36F | 超五类以太网弹簧线组件，90度出线后连接RJ45-RJ45接头，使用F / UTP箔屏蔽 26AWG绞合高柔性工业无卤TPU电缆护套，蓝绿色，长度为6到36英尺 | 636.8472 | https://www.l-com.cn/category-5e-ethernet-coil-cord-rj45-rj45-90d-tangents-f-utp-foil-shielded-26awg-high-flex-industrial-zero-halogen-tpu-teal-6-to-36f
TRD815SZ-CD-6-36IN | 超五类以太网弹簧线组件，90度出线后连接RJ45-RJ45接头，使用F / UTP箔屏蔽 26AWG绞合高柔性工业无卤TPU电缆护套，蓝绿色，长度为6到36英寸 | 169.1783 | https://www.l-com.cn/category-5e-ethernet-coil-cord-rj45-rj45-90d-tangents-f-utp-foil-shielded-26awg-high-flex-industrial-zero-halogen-tpu-teal-6-to-36in
TRD815SZ-CD-7-42F | 超五类以太网弹簧线组件，90度出线后连接RJ45-RJ45接头，使用F / UTP箔屏蔽 26AWG绞合高柔性工业无卤TPU电缆护套，蓝绿色，长度为7到42英尺 | 724.5045 | https://www.l-com.cn/category-5e-ethernet-coil-cord-rj45-rj45-90d-tangents-f-utp-foil-shielded-26awg-high-flex-industrial-zero-halogen-tpu-teal-7-to-42f
TRD815SZ-CD-8-48F | 超五类以太网弹簧线组件，90度出线后连接RJ45-RJ45接头，使用F / UTP箔屏蔽 26AWG绞合高柔性工业无卤TPU电缆护套，蓝绿色，长度为8到48英尺 | 805.4244 | https://www.l-com.cn/category-5e-ethernet-coil-cord-rj45-rj45-90d-tangents-f-utp-foil-shielded-26awg-high-flex-industrial-zero-halogen-tpu-teal-8-to-48f
TRD815SZ-CH-1-6F | 超五类以太网弹簧线组件，180度出线后连接RJ45-RJ45接头，使用F / UTP箔屏蔽 26AWG绞合高柔性工业无卤TPU电缆护套，蓝绿色，长度为1到6英尺 | 217.2773 | https://www.l-com.cn/category-5e-ethernet-coil-cord-rj45-rj45-180d-tangents-f-utp-foil-shielded-26awg-high-flex-industrial-zero-halogen-tpu-teal-1-to-6f
TRD815SZ-CH-2-12F | 超五类以太网弹簧线组件，180度出线后连接RJ45-RJ45接头，使用F / UTP箔屏蔽 26AWG绞合高柔性工业无卤TPU电缆护套，蓝绿色，长度为2到12英尺 | 297.8197 | https://www.l-com.cn/category-5e-ethernet-coil-cord-rj45-rj45-180d-tangents-f-utp-foil-shielded-26awg-high-flex-industrial-zero-halogen-tpu-teal-2-to-12f
TRD815SZ-CH-3-18F | 超五类以太网弹簧线组件，180度出线后连接RJ45-RJ45接头，使用F / UTP箔屏蔽 26AWG绞合高柔性工业无卤TPU电缆护套，蓝绿色，长度为3到18英尺 | 386.2247 | https://www.l-com.cn/category-5e-ethernet-coil-cord-rj45-rj45-180d-tangents-f-utp-foil-shielded-26awg-high-flex-industrial-zero-halogen-tpu-teal-3-to-18f
TRD815SZ-CH-4-24F | 超五类以太网弹簧线组件，180度出线后连接RJ45-RJ45接头，使用F / UTP箔屏蔽 26AWG绞合高柔性工业无卤TPU电缆护套，蓝绿色，长度为4到24英尺 | 468.3353 | https://www.l-com.cn/category-5e-ethernet-coil-cord-rj45-rj45-180d-tangents-f-utp-foil-shielded-26awg-high-flex-industrial-zero-halogen-tpu-teal-4-to-24f
TRD815SZ-CH-5-30F | 超五类以太网弹簧线组件，180度出线后连接RJ45-RJ45接头，使用F / UTP箔屏蔽 26AWG绞合高柔性工业无卤TPU电缆护套，蓝绿色，长度为5到30英尺 | 554.301 | https://www.l-com.cn/category-5e-ethernet-coil-cord-rj45-rj45-180d-tangents-f-utp-foil-shielded-26awg-high-flex-industrial-zero-halogen-tpu-teal-5-to-30f
TRD815SZ-CH-6-36F | 超五类以太网弹簧线组件，180度出线后连接RJ45-RJ45接头，使用F / UTP箔屏蔽 26AWG绞合高柔性工业无卤TPU电缆护套，蓝绿色，长度为6到36英尺 | 570.1786 | https://www.l-com.cn/category-5e-ethernet-coil-cord-rj45-rj45-180d-tangents-f-utp-foil-shielded-26awg-high-flex-industrial-zero-halogen-tpu-teal-6-to-36f
TRD815SZ-CH-6-36IN | 超五类以太网弹簧线组件，180度出线后连接RJ45-RJ45接头，使用F / UTP箔屏蔽 26AWG绞合高柔性工业无卤TPU电缆护套，蓝绿色，长度为6到36英寸 | 169.8076 | https://www.l-com.cn/category-5e-ethernet-coil-cord-rj45-rj45-180d-tangents-f-utp-foil-shielded-26awg-high-flex-industrial-zero-halogen-tpu-teal-6-to-36in
TRD815SZ-CH-7-42F | 超五类以太网弹簧线组件，180度出线后连接RJ45-RJ45接头，使用F / UTP箔屏蔽 26AWG绞合高柔性工业无卤TPU电缆护套，蓝绿色，长度为7到42英尺 | 724.5335 | https://www.l-com.cn/category-5e-ethernet-coil-cord-rj45-rj45-180d-tangents-f-utp-foil-shielded-26awg-high-flex-industrial-zero-halogen-tpu-teal-7-to-42f
TRD815SZ-CH-8-48F | 超五类以太网弹簧线组件，180度出线后连接RJ45-RJ45接头，使用F / UTP箔屏蔽 26AWG绞合高柔性工业无卤TPU电缆护套，蓝绿色，长度为8到48英尺 | 807.2249 | https://www.l-com.cn/category-5e-ethernet-coil-cord-rj45-rj45-180d-tangents-f-utp-foil-shielded-26awg-high-flex-industrial-zero-halogen-tpu-teal-8-to-48f
TRD815SZRA10BLK-1 | 超5类屏蔽低烟无卤直角型跳线，直角右出线/直角下出线，黑，1英尺（0.3米） | 39.1 | https://www.l-com.cn/ethernet-category-5e-shielded-lszh-right-angle-patch-cable-right-angle-right-right-angle-down-black-10-ft
TRD815SZRA10GRY-10 | 超5类屏蔽低烟无卤直角型跳线，直角右出线/直角下出线，灰，10英尺（3米） | 57.17 | https://www.l-com.cn/ethernet-category-5e-shielded-lszh-right-angle-patch-cable-right-angle-right-right-angle-down-gray-100-ft
TRD815SZRA11BLK-5 | 超5类屏蔽低烟无卤直角型跳线，直角左出线/直角下出线，黑，5英尺（1.5米） | 30.03 | https://www.l-com.cn/ethernet-category-5e-shielded-lszh-right-angle-patch-cable-right-angle-left-right-angle-down-black-50-ft
TRD815SZRA12BLK-1 | 超5类屏蔽低烟无卤直角型跳线，直角右出线/直角上出线，黑，1英尺（0.3米） | 31.99 | https://www.l-com.cn/ethernet-category-5e-shielded-lszh-right-angle-patch-cable-right-angle-right-right-angle-up-black-10-ft
TRD815SZRA12BLK-5 | 超5类屏蔽低烟无卤直角型跳线，直角右出线/直角上出线，黑，5英尺（1.5米） | 28.76 | https://www.l-com.cn/ethernet-category-5e-shielded-lszh-right-angle-patch-cable-right-angle-right-right-angle-up-black-50-ft
TRD815SZRA1BLK-1 | 超5类屏蔽低烟无卤直角型跳线，直通/直角下出线，黑，1英尺（0.3米） | 17.06 | https://www.l-com.cn/ethernet-category-5e-shielded-lszh-right-angle-patch-cable-straight-right-angle-down-black-10-ft
TRD815SZRA1BLK-10 | 超5类屏蔽低烟无卤直角型跳线，直通/直角下出线，黑，10英尺（3米） | 36.96 | https://www.l-com.cn/ethernet-category-5e-shielded-lszh-right-angle-patch-cable-straight-right-angle-down-black-100-ft
TRD815SZRA1BLK-5 | 超5类屏蔽低烟无卤直角型跳线，直通/直角下出线，黑，5英尺（1.5米） | 40.05 | https://www.l-com.cn/ethernet-category-5e-shielded-lszh-right-angle-patch-cable-straight-right-angle-down-black-50-ft
TRD815SZRA1GRY-10 | 超5类屏蔽低烟无卤直角型跳线，直通/直角下出线，灰，2英尺（0.6米） | 53.43 | https://www.l-com.cn/ethernet-category-5e-shielded-lszh-right-angle-patch-cable-straight-right-angle-down-gray-20-ft
TRD815SZRA2BLK-1 | 超5类屏蔽低烟无卤直角型跳线，直通/直角上出线，黑，1英尺（0.3米） | 19.3217 | https://www.l-com.cn/ethernet-category-5e-shielded-lszh-right-angle-patch-cable-straight-right-angle-up-black-10-ft
TRD815SZRA2GRY-10 | 超5类屏蔽低烟无卤直角型跳线，直通/直角上出线，灰，10英尺（3米） | 32.4506 | https://www.l-com.cn/ethernet-category-5e-shielded-lszh-right-angle-patch-cable-straight-right-angle-up-gray-100-ft
TRD815SZRA2GRY-7 | 超5类屏蔽低烟无卤直角型跳线，直通/直角上出线，灰，7英尺（2.1米） | 39.54 | https://www.l-com.cn/ethernet-category-5e-shielded-lszh-right-angle-patch-cable-straight-right-angle-up-gray-70-ft
TRD815SZRA3BLK-1 | 超5类屏蔽低烟无卤直角型跳线，直角下出线/直角下出线，黑，1英尺（0.3米） | 17.77 | https://www.l-com.cn/ethernet-category-5e-shielded-lszh-right-angle-patch-cable-right-angle-down-right-angle-down-black-10-ft
TRD815SZRA6BLK-1 | 超5类屏蔽低烟无卤直角型跳线，直通/直角左出线，黑，1英尺（0.3米） | 16.67 | https://www.l-com.cn/ethernet-category-5e-shielded-lszh-right-angle-patch-cable-straight-right-angle-left-black-10-ft
TRD815V-1 | 特优型超5类跳线，RJ45/RJ45，紫，1英尺（0.3米） | 3.88 | https://www.l-com.cn/ethernet-premium-category-5e-patch-cable-rj45-rj45-violet-10-ft
TRD815V-14 | 特优型超5类跳线，RJ45/RJ45，紫，14英尺（4.3米） | 11.9505 | https://www.l-com.cn/ethernet-premium-category-5e-patch-cable-rj45-rj45-violet-140-ft
TRD815V-2 | 特优型超5类跳线，RJ45/RJ45，紫，2英尺（0.6米） | 4.37 | https://www.l-com.cn/ethernet-premium-category-5e-patch-cable-rj45-rj45-violet-20-ft
TRD815V-7 | 特优型超5类跳线，RJ45/RJ45，紫，7英尺（2.1米） | 7.9246 | https://www.l-com.cn/ethernet-premium-category-5e-patch-cable-rj45-rj45-violet-70-ft
TRD815WHT-2 | 特优型超5类跳线，RJ45/RJ45，白，2英尺（0.6米） | 5.01 | https://www.l-com.cn/ethernet-premium-category-5e-patch-cable-rj45-rj45-white-20-ft
TRD815WHT-25 | 特优型超5类跳线，RJ45/RJ45，白，25英尺（7.6米） | 23.72 | https://www.l-com.cn/ethernet-premium-category-5e-patch-cable-rj45-rj45-white-250-ft
TRD815WHT-30 | 特优型超5类跳线，RJ45/RJ45，白，30英尺（9.1米） | 22.22 | https://www.l-com.cn/ethernet-premium-category-5e-patch-cable-rj45-rj45-white-300-ft
TRD815WHT-40 | 特优型超5类跳线，RJ45/RJ45，白，40英尺（12.2米） | 35.4013 | https://www.l-com.cn/ethernet-premium-category-5e-patch-cable-rj45-rj45-white-400-ft
TRD815WHT-5 | 特优型超5类跳线，RJ45/RJ45，白，5英尺（1.5米） | 6.7451 | https://www.l-com.cn/ethernet-premium-category-5e-patch-cable-rj45-rj45-white-50ft
TRD815WHT-7 | 特优型超5类跳线，RJ45/RJ45，白，7英尺（2.1米） | 8.9388 | https://www.l-com.cn/ethernet-premium-category-5e-patch-cable-rj45-rj45-white-70-ft
TRD815WHT-75 | 特优型超5类跳线，RJ45/RJ45，白，75英尺（22.9米） | 52.39 | https://www.l-com.cn/ethernet-premium-category-5e-patch-cable-rj45-rj45-white-750-ft
TRD815WP-1M | Category 5e RJ45 IP67 Rated Dual Use Outdoor Cable, Black, 1m | 20.592 | https://www.l-com.cn/ethernet-category-5e-rj45-ip67-rated-dual-use-outdoor-cable-assembly-black-1m
TRD815WP-2M | Category 5e RJ45 IP67 Rated Dual Use Outdoor Cable, Black, 2m | 24.4728 | https://www.l-com.cn/ethernet-category-5e-rj45-ip67-rated-dual-use-outdoor-cable-assembly-black-2m
TRD815WP-3M | Category 5e RJ45 IP67 Rated Dual Use Outdoor Cable, Black, 3m | 28.2744 | https://www.l-com.cn/ethernet-category-5e-rj45-ip67-rated-dual-use-outdoor-cable-assembly-black-3m
TRD815WP-5M | Category 5e RJ45 IP67 Rated Dual Use Outdoor Cable, Black, 5m | 35.9568 | https://www.l-com.cn/ethernet-category-5e-rj45-ip67-rated-dual-use-outdoor-cable-assembly-black-5m
TRD815Y-1 | 特优型超5类跳线，RJ45/RJ45，黄，1英尺（0.3米） | 4.49 | https://www.l-com.cn/ethernet-premium-category-5e-patch-cable-rj45-rj45-yellow-10-ft
TRD815Y-2 | 特优型超5类跳线，RJ45/RJ45，黄，2英尺（0.6米） | 4.89 | https://www.l-com.cn/ethernet-premium-category-5e-patch-cable-rj45-rj45-yellow-20-ft
TRD815Y-20 | 特优型超5类跳线，RJ45/RJ45，黄，20英尺（6.1米） | 25.27 | https://www.l-com.cn/ethernet-premium-category-5e-patch-cable-rj45-rj45-yellow-200-ft
TRD815ZRA7BLK-1 | 超5类低烟无卤直角型跳线，直通/直角右出线，黑，1英尺（0.3米） | 11.106 | https://www.l-com.cn/ethernet-category-5e-lszh-right-angle-patch-cable-straight-right-angle-right-black-10-ft
TRD815ZRA7GRY-2 | 超5类低烟无卤直角型跳线，直通/直角右出线，灰，2英尺（0.6米） | 43.1 | https://www.l-com.cn/ethernet-category-5e-lszh-right-angle-patch-cable-straight-right-angle-right-gray-20-ft
TRD815ZRA7GRY-3 | 超5类低烟无卤直角型跳线，直通/直角右出线，灰，3英尺（0.9米） | 44.06 | https://www.l-com.cn/ethernet-category-5e-lszh-right-angle-patch-cable-straight-right-angle-right-gray-30-ft
TRD815ZRA7GRY-7 | 超5类低烟无卤直角型跳线，直通/直角右出线，灰，7英尺（2.1米） | 47.59 | https://www.l-com.cn/ethernet-category-5e-lszh-right-angle-patch-cable-straight-right-angle-right-gray-70-ft
TRD824HFO-BLK-10 | Double Shielded Cat5e Outdoor High Flex PoE Industrial Ethernet Cable, RJ45, BLK, 10.0ft | 125.3376 | https://www.l-com.cn/ethernet-cat5e-double-shielded-outdoor-high-flex-poe-industrial-ethernet-cable-rj45-blk-100ft
TRD845LBLK-1 | 超5类45度弯角型跳线，直通/45度左出线，黑，1英尺（0.3米） | 48.36 | https://www.l-com.cn/ethernet-category-5e-45-degree-patch-cable-straight-left-45-degree-angle-black-10-ft
TRD845LBLK-10 | 超5类45度弯角型跳线，直通/45度左出线，黑，10英尺（3米） | 53.27 | https://www.l-com.cn/ethernet-category-5e-45-degree-patch-cable-straight-left-45-degree-angle-black-100-ft
TRD845LBLK-5 | 超5类45度弯角型跳线，直通/45度左出线，黑，5英尺（1.5米） | 50.52 | https://www.l-com.cn/ethernet-category-5e-45-degree-patch-cable-straight-left-45-degree-angle-black-50-ft
TRD845LBLK-7 | 超5类45度弯角型跳线，直通/45度左出线，黑，7英尺（2.1米） | 16.85 | https://www.l-com.cn/ethernet-category-5e-45-degree-patch-cable-straight-left-45-degree-angle-black-70-ft
TRD845LBLU-5 | 超5类45度弯角型跳线，直通/45度左出线，蓝，5英尺（1.5米） | 50.82 | https://www.l-com.cn/ethernet-category-5e-45-degree-patch-cable-straight-left-45-degree-angle-blue-50-ft
TRD845LSBLK-1 | 超5类屏蔽45度弯角型跳线，直通/45度左出线，黑，1英尺（0.3米） | 16.29 | https://www.l-com.cn/ethernet-category-5e-shielded-45-degree-patch-cable-straight-left-45-degree-angle-black-10-ft
TRD845LSBLK-7 | 超5类屏蔽45度弯角型跳线，直通/45度左出线，黑，7英尺（2.1米） | 20.82 | https://www.l-com.cn/ethernet-category-5e-shielded-45-degree-patch-cable-straight-left-45-degree-angle-black-70-ft
TRD845LSBLU-1 | 超5类屏蔽45度弯角型跳线，直通/45度左出线，蓝，1英尺（0.3米） | 47.69 | https://www.l-com.cn/ethernet-category-5e-shielded-45-degree-patch-cable-straight-left-45-degree-angle-blue-10-ft
TRD845LSBLU-3 | 超5类屏蔽45度弯角型跳线，直通/45度左出线，蓝，3英尺（0.9米） | 49.38 | https://www.l-com.cn/ethernet-category-5e-shielded-45-degree-patch-cable-straight-left-45-degree-angle-blue-30-ft
TRD845LSBLU-5 | 超5类屏蔽45度弯角型跳线，直通/45度左出线，蓝，5英尺（1.5米） | 49.96 | https://www.l-com.cn/ethernet-category-5e-shielded-45-degree-patch-cable-straight-left-45-degree-angle-blue-50-ft
TRD845LSGRY-3 | 超5类屏蔽45度弯角型跳线，直通/45度左出线，灰，3英尺（0.9米） | 49.39 | https://www.l-com.cn/ethernet-category-5e-shielded-45-degree-patch-cable-straight-left-45-degree-angle-gray-30-ft
TRD845LSRED-1 | 超5类屏蔽45度弯角型跳线，直通/45度左出线，红，1英尺（0.3米） | 47.7 | https://www.l-com.cn/ethernet-category-5e-shielded-45-degree-patch-cable-straight-left-45-degree-angle-red-10-ft
TRD845LSRED-3 | 超5类屏蔽45度弯角型跳线，直通/45度左出线，红，3英尺（0.9米） | 50.6 | https://www.l-com.cn/ethernet-category-5e-shielded-45-degree-patch-cable-straight-left-45-degree-angle-red-30-ft
TRD845LSRED-5 | 超5类屏蔽45度弯角型跳线，直通/45度左出线，红，5英尺（1.5米） | 50 | https://www.l-com.cn/ethernet-category-5e-shielded-45-degree-patch-cable-straight-left-45-degree-angle-red-50-ft
TRD845RBLK-3 | 超5类45度弯角型跳线，直通/45度右出线，黑，3英尺（0.9米） | 46.22 | https://www.l-com.cn/ethernet-category-5e-45-degree-patch-cable-straight-right-45-degree-angle-black-30-ft
TRD845RBLK-5 | 超5类45度弯角型跳线，直通/45度右出线，黑，5英尺（1.5米） | 47.8 | https://www.l-com.cn/ethernet-category-5e-45-degree-patch-cable-straight-right-45-degree-angle-black-50-ft
TRD845RBLK-7 | 超5类45度弯角型跳线，直通/45度右出线，黑，7英尺（2.1米） | 16.85 | https://www.l-com.cn/ethernet-category-5e-45-degree-patch-cable-straight-right-45-degree-angle-black-70-ft
TRD845RSBLK-10 | 超5类屏蔽45度弯角型跳线，直通/45度右出线，黑，10英尺（3米） | 25.528 | https://www.l-com.cn/ethernet-category-5e-shielded-45-degree-patch-cable-straight-right-45-degree-angle-black-100-ft
TRD845RSBLK-7 | 超5类屏蔽45度弯角型跳线，直通/45度右出线，黑，7英尺（2.1米） | 20.82 | https://www.l-com.cn/ethernet-category-5e-shielded-45-degree-patch-cable-straight-right-45-degree-angle-black-70-ft
TRD845RSBLU-3 | 超5类屏蔽45度弯角型跳线，直通/45度右出线，蓝，3英尺（0.9米） | 50.56 | https://www.l-com.cn/ethernet-category-5e-shielded-45-degree-patch-cable-straight-right-45-degree-angle-blue-30-ft
TRD845RSGRY-3 | 超5类屏蔽45度弯角型跳线，直通/45度右出线，灰，3英尺（0.9米） | 50.54 | https://www.l-com.cn/ethernet-category-5e-shielded-45-degree-patch-cable-straight-right-45-degree-angle-gray-30-ft
TRD845RSRED-1 | 超5类屏蔽45度弯角型跳线，直通/45度右出线，红，1英尺（0.3米） | 49.35 | https://www.l-com.cn/ethernet-category-5e-shielded-45-degree-patch-cable-straight-right-45-degree-angle-red-10-ft
TRD855-100 | 超5类EIA568标准跳线，RJ45/RJ45，灰，100英尺（30.5米） | 64.76 | https://www.l-com.cn/ethernet-cat-5e-eia568-patch-cable-rj45-rj45-gray-1000-ft
TRD855-3 | 超5类EIA568标准跳线，RJ45/RJ45，灰，3英尺（0.9米） | 4.84 | https://www.l-com.cn/ethernet-cat-5e-eia568-patch-cable-rj45-rj45-gray-30-ft
TRD855-50 | 超5类EIA568标准跳线，RJ45/RJ45，灰，50英尺（15.2米） | 42.22 | https://www.l-com.cn/ethernet-cat-5e-eia568-patch-cable-rj45-rj45-gray-500-ft
TRD855DSZ-10 | 双屏蔽26AWG多股超5类RJ45/RJ45跳线，10英尺（3米） | 35.925 | https://www.l-com.cn/ethernet-double-shielded-26-awg-stranded-cat-5e-rj45-rj45-patch-cord-100-ft
TRD855DSZ-100 | 双屏蔽26AWG多股超5类RJ45/RJ45跳线，100英尺（30.5米） | 167.025 | https://www.l-com.cn/ethernet-double-shielded-26-awg-stranded-cat-5e-rj45-rj45-patch-cord-1000-ft
TRD855DSZ-20 | 双屏蔽26AWG多股超5类RJ45/RJ45跳线，20英尺（6.1米） | 56.1225 | https://www.l-com.cn/ethernet-double-shielded-26-awg-stranded-cat-5e-rj45-rj45-patch-cord-200-ft
TRD855DSZ-20M | 双屏蔽26AWG多股超5类RJ45/RJ45跳线，20米 | 170.7 | https://www.l-com.cn/ethernet-double-shielded-26-awg-stranded-cat-5e-rj45-rj45-patch-cord-200-m
TRD855DSZ-25M | 双屏蔽26AWG多股超5类RJ45/RJ45跳线，25米 | 197.4 | https://www.l-com.cn/ethernet-double-shielded-26-awg-stranded-cat-5e-rj45-rj45-patch-cord-250-m
TRD855DSZ-5 | 双屏蔽26AWG多股超5类RJ45/RJ45跳线，5英尺（1.5米） | 14.527 | https://www.l-com.cn/ethernet-double-shielded-26-awg-stranded-cat-5e-rj45-rj45-patch-cord-50-ft
TRD855DSZ-50 | 双屏蔽26AWG多股超5类RJ45/RJ45跳线，50英尺（15.2米） | 79.1342 | https://www.l-com.cn/ethernet-double-shielded-26-awg-stranded-cat-5e-rj45-rj45-patch-cord-500-ft
TRD855DSZ-7M | 双屏蔽26AWG多股超5类RJ45/RJ45跳线，7米 | 70.605 | https://www.l-com.cn/ethernet-double-shielded-26-awg-stranded-cat-5e-rj45-rj45-patch-cord-70-m
TRD855DSZBLK-10 | 双屏蔽26AWG多股超5类RJ45/RJ45跳线，黑，10英尺（3米） | 33.68 | https://www.l-com.cn/ethernet-double-shielded-26-awg-stranded-cat-5e-rj45-rj45-patch-cord-black-100-ft
TRD855DSZBLK-2 | 双屏蔽26AWG多股超5类RJ45/RJ45跳线，黑，2英尺（0.6米） | 9.993 | https://www.l-com.cn/ethernet-double-shielded-26-awg-stranded-cat-5e-rj45-rj45-patch-cord-black-20-ft
TRD855DSZBLK-20 | 双屏蔽26AWG多股超5类RJ45/RJ45跳线，黑，20英尺（6.1米） | 36.6 | https://www.l-com.cn/ethernet-double-shielded-26-awg-stranded-cat-5e-rj45-rj45-patch-cord-black-200-ft
TRD855DSZBLK-25 | 双屏蔽26AWG多股超5类RJ45/RJ45跳线，黑，25英尺（7.6米） | 44.83 | https://www.l-com.cn/ethernet-double-shielded-26-awg-stranded-cat-5e-rj45-rj45-patch-cord-black-250-ft
TRD855DSZBLK-3 | 双屏蔽26AWG多股超5类RJ45/RJ45跳线，黑，3英尺（0.9米） | 12.2331 | https://www.l-com.cn/ethernet-double-shielded-26-awg-stranded-cat-5e-rj45-rj45-patch-cord-black-30-ft
TRD855DSZRD-5 | 双屏蔽26AWG多股超5类RJ45/RJ45跳线，红，5英尺（1.5米） | 25.71 | https://www.l-com.cn/ethernet-double-shielded-26-awg-stranded-cat-5e-rj45-rj45-patch-cord-red-50-ft
TRD855DSZRD-7 | 双屏蔽26AWG多股超5类RJ45/RJ45跳线，红，7英尺（2.1米） | 29.02 | https://www.l-com.cn/ethernet-double-shielded-26-awg-stranded-cat-5e-rj45-rj45-patch-cord-red-70-ft
TRD855FLAT-20 | 超5类扁平跳线，RJ45/RJ45，黑，20英尺（6.1米） | 21.2625 | https://www.l-com.cn/ethernet-category-5e-flat-patch-cable-rj45-rj45-black-200-ft
TRD855FLAT-30 | 超5类扁平跳线，RJ45/RJ45，黑，30英尺（9.1米） | 26.926 | https://www.l-com.cn/ethernet-category-5e-flat-patch-cable-rj45-rj45-black-300-ft
TRD855FLAT-50 | 超5类扁平跳线，RJ45/RJ45，黑，50英尺（15.2米） | 35.604 | https://www.l-com.cn/ethernet-category-5e-flat-patch-cable-rj45-rj45-black-500-ft
TRD855FLAT-7 | 超5类扁平跳线，RJ45/RJ45，黑，7英尺（2.1米） | 15.16 | https://www.l-com.cn/ethernet-category-5e-flat-patch-cable-rj45-rj45-black-70-ft
TRD855FLAT-75 | 超5类扁平跳线，RJ45/RJ45，黑，75英尺（22.9米） | 67.11 | https://www.l-com.cn/ethernet-category-5e-flat-patch-cable-rj45-rj45-black-750-ft
TRD855FLAT-WHT-1 | Category 5E Flat Patch Cable, RJ45 / RJ45, White, 1.0 ft | 10 | https://www.l-com.cn/ethernet-category-5e-flat-patch-cable-rj45-rj45-white-10-ft
TRD855HFB-10M | Category 5e Braid Shielded High Flex Ethernet Assembly, RJ45 / RJ45, 10.0m | 306.55 | https://www.l-com.cn/ethernet-category-5e-braid-shielded-high-flex-ethernet-assembly-rj45-rj45-100m
TRD855HFB-5M | Category 5e Braid Shielded High Flex Ethernet Assembly, RJ45 / RJ45, 5.0m | 161.302 | https://www.l-com.cn/ethernet-category-5e-braid-shielded-high-flex-ethernet-assembly-rj45-rj45-50m
TRD855HFO-1 | 超5类屏蔽户外级高柔性以太网线缆，RJ45/RJ45，1英尺（0.3米） | 64.645 | https://www.l-com.cn/ethernet-cat5e-shielded-outdoor-high-flex-ethernet-cable-rj45-rj45-black-10-ft
TRD855HFO-100 | 超5类屏蔽户外级高柔性以太网线缆，RJ45/RJ45，100英尺（30.5米） | 934.3 | https://www.l-com.cn/ethernet-cat5e-shielded-outdoor-high-flex-ethernet-cable-rj45-rj45-black-1000-ft
TRD855HFO-15 | 超5类屏蔽户外级高柔性以太网线缆，RJ45/RJ45，15英尺（4.6米） | 195.32 | https://www.l-com.cn/ethernet-cat5e-shielded-outdoor-high-flex-ethernet-cable-rj45-rj45-black-150-ft
TRD855HFO-2 | 超5类屏蔽户外级高柔性以太网线缆，RJ45/RJ45，2英尺（0.6米） | 57.2616 | https://www.l-com.cn/ethernet-cat5e-shielded-outdoor-high-flex-ethernet-cable-rj45-rj45-black-20-ft
TRD855HFO-25 | 超5类屏蔽户外级高柔性以太网线缆，RJ45/RJ45，25英尺（7.6米） | 248.57 | https://www.l-com.cn/ethernet-cat5e-shielded-outdoor-high-flex-ethernet-cable-rj45-rj45-black-250-ft
TRD855HFO-30 | 超5类屏蔽户外级高柔性以太网线缆，RJ45/RJ45，30英尺（9.1米） | 331.47 | https://www.l-com.cn/ethernet-cat5e-shielded-outdoor-high-flex-ethernet-cable-rj45-rj45-black-300-ft
TRD855HFO-40 | 超5类屏蔽户外级高柔性以太网线缆，RJ45/RJ45，40英尺（12.2米） | 362.79 | https://www.l-com.cn/ethernet-cat5e-shielded-outdoor-high-flex-ethernet-cable-rj45-rj45-black-400-ft
TRD855HFO-5 | 超5类屏蔽户外级高柔性以太网线缆，RJ45/RJ45，5英尺（1.5米） | 117.63 | https://www.l-com.cn/ethernet-cat5e-shielded-outdoor-high-flex-ethernet-cable-rj45-rj45-black-50-ft
TRD855HFO-50 | 超5类屏蔽户外级高柔性以太网线缆，RJ45/RJ45，50英尺（15.2米） | 491.23 | https://www.l-com.cn/ethernet-cat5e-shielded-outdoor-high-flex-ethernet-cable-rj45-rj45-black-500-ft
TRD855HFO-60 | 超5类屏蔽户外级高柔性以太网线缆，RJ45/RJ45，60英尺（18.3米） | 576.57 | https://www.l-com.cn/ethernet-cat5e-shielded-outdoor-high-flex-ethernet-cable-rj45-rj45-black-600-ft
TRD855HFO-7 | 超5类屏蔽户外级高柔性以太网线缆，RJ45/RJ45，7英尺（2.1米） | 126.98 | https://www.l-com.cn/ethernet-cat5e-shielded-outdoor-high-flex-ethernet-cable-rj45-rj45-black-70-ft
TRD855HFP-1 | 非超5类屏蔽PUR高柔性户外/工业双等级以太网线缆，RJ45/RJ45，黑，1英尺（0.3米） | 20.259 | https://www.l-com.cn/ethernet-c5e-utp-pur-high-flex-outdoor-industrial-ethernet-cable-rj45-rj45-black-10-ft
TRD855HFP-10 | 非超5类屏蔽PUR高柔性户外/工业双等级以太网线缆，RJ45/RJ45，黑，10英尺（3米） | 55.7626 | https://www.l-com.cn/ethernet-c5e-utp-pur-high-flex-outdoor-industrial-ethernet-cable-rj45-rj45-black-100-ft
TRD855HFP-100 | 非超5类屏蔽PUR高柔性户外/工业双等级以太网线缆，RJ45/RJ45，黑，100英尺（30.5米） | 275.2992 | https://www.l-com.cn/ethernet-c5e-utp-pur-high-flex-outdoor-industrial-ethernet-cable-rj45-rj45-black-1000-ft
TRD855HFP-25 | 非超5类屏蔽PUR高柔性户外/工业双等级以太网线缆，RJ45/RJ45，黑，25英尺（7.6米） | 90.8931 | https://www.l-com.cn/ethernet-c5e-utp-pur-high-flex-outdoor-industrial-ethernet-cable-rj45-rj45-black-250-ft
TRD855HFP-3 | 非超5类屏蔽PUR高柔性户外/工业双等级以太网线缆，RJ45/RJ45，黑，3英尺（0.9米） | 26.6596 | https://www.l-com.cn/ethernet-c5e-utp-pur-high-flex-outdoor-industrial-ethernet-cable-rj45-rj45-black-30-ft
TRD855HFP-5 | 非超5类屏蔽PUR高柔性户外/工业双等级以太网线缆，RJ45/RJ45，黑，5英尺（1.5米） | 32.5838 | https://www.l-com.cn/ethernet-c5e-utp-pur-high-flex-outdoor-industrial-ethernet-cable-rj45-rj45-black-50-ft
TRD855HFP-50 | 非超5类屏蔽PUR高柔性户外/工业双等级以太网线缆，RJ45/RJ45，黑，50英尺（15.2米） | 141.57 | https://www.l-com.cn/ethernet-c5e-utp-pur-high-flex-outdoor-industrial-ethernet-cable-rj45-rj45-black-500-ft
TRD855HFP-75 | 非超5类屏蔽PUR高柔性户外/工业双等级以太网线缆，RJ45/RJ45，黑，75英尺（22.9米） | 204.2251 | https://www.l-com.cn/ethernet-c5e-utp-pur-high-flex-outdoor-industrial-ethernet-cable-rj45-rj45-black-750-ft
TRD855HFT-1 | 超5类UTP高柔性户外/工业双等级以太网线缆，RJ45/RJ45，TPE护套，黑，1英尺（0.3米） | 25.7875 | https://www.l-com.cn/ethernet-c5e-utp-tpe-high-flex-outdoor-industrial-ethernet-cable-rj45-rj45-black-10-ft
TRD855HFT-10 | 超5类UTP高柔性户外/工业双等级以太网线缆，RJ45/RJ45，TPE护套，黑，10英尺（3米） | 53.0708 | https://www.l-com.cn/ethernet-c5e-utp-tpe-high-flex-outdoor-industrial-ethernet-cable-rj45-rj45-black-100-ft
TRD855HFT-100 | 超5类UTP高柔性户外/工业双等级以太网线缆，RJ45/RJ45，TPE护套，黑，100英尺（30.5米） | 115 | https://www.l-com.cn/ethernet-c5e-utp-tpe-high-flex-outdoor-industrial-ethernet-cable-rj45-rj45-black-1000-ft
TRD855HFT-25 | 超5类UTP高柔性户外/工业双等级以太网线缆，RJ45/RJ45，TPE护套，黑，25英尺（7.6米） | 60.9575 | https://www.l-com.cn/ethernet-c5e-utp-tpe-high-flex-outdoor-industrial-ethernet-cable-rj45-rj45-black-250-ft
TRD855HFT-3 | 超5类UTP高柔性户外/工业双等级以太网线缆，RJ45/RJ45，TPE护套，黑，3英尺（0.9米） | 31.5534 | https://www.l-com.cn/ethernet-c5e-utp-tpe-high-flex-outdoor-industrial-ethernet-cable-rj45-rj45-black-30-ft
TRD855HFT-5 | 超5类UTP高柔性户外/工业双等级以太网线缆，RJ45/RJ45，TPE护套，黑，5英尺（1.5米） | 38.0431 | https://www.l-com.cn/ethernet-c5e-utp-tpe-high-flex-outdoor-industrial-ethernet-cable-rj45-rj45-black-50-ft
TRD855HFT-50 | 超5类UTP高柔性户外/工业双等级以太网线缆，RJ45/RJ45，TPE护套，黑，50英尺（15.2米） | 162.481 | https://www.l-com.cn/ethernet-c5e-utp-tpe-high-flex-outdoor-industrial-ethernet-cable-rj45-rj45-black-500-ft
TRD855HFT-75 | 超5类UTP高柔性户外/工业双等级以太网线缆，RJ45/RJ45，TPE护套，黑，75英尺（22.9米） | 221.4986 | https://www.l-com.cn/ethernet-c5e-utp-tpe-high-flex-outdoor-industrial-ethernet-cable-rj45-rj45-black-750-ft
TRD855HFX-1 | 超5类屏蔽高柔性以太网线缆，RJ45/RJ45，1英尺（0.3米） | 27.017 | https://www.l-com.cn/ethernet-cat5e-shielded-high-flex-ethernet-cable-rj45-rj45-10-ft
TRD855HFX-100 | 超5类屏蔽高柔性以太网线缆，RJ45/RJ45，100英尺（30.5米） | 4379.15 | https://www.l-com.cn/ethernet-cat5e-shielded-high-flex-ethernet-cable-rj45-rj45-1000-ft
TRD855HFX-20 | 超5类屏蔽高柔性以太网线缆，RJ45/RJ45，20英尺（6.1米） | 186.11 | https://www.l-com.cn/ethernet-cat5e-shielded-high-flex-ethernet-cable-rj45-rj45-200-ft
TRD855HFX-3 | 超5类屏蔽高柔性以太网线缆，RJ45/RJ45，3英尺（0.9米） | 85.24 | https://www.l-com.cn/ethernet-cat5e-shielded-high-flex-ethernet-cable-rj45-rj45-30-ft
TRD855HFX-40 | 超5类屏蔽高柔性以太网线缆，RJ45/RJ45，40英尺（12.2米） | 547.24 | https://www.l-com.cn/ethernet-cat5e-shielded-high-flex-ethernet-cable-rj45-rj45-400-ft
TRD855OD-10 | 超5类户外级跳线，RJ45/RJ45，黑，10英尺（3米） | 92.31 | https://www.l-com.cn/ethernet-cat5e-outdoor-patch-cable-rj45-rj45-black-100-ft
TRD855OD-100 | 超5类户外级跳线，RJ45/RJ45，黑，100英尺（30.5米） | 400.74 | https://www.l-com.cn/ethernet-cat5e-outdoor-patch-cable-rj45-rj45-black-1000-ft
TRD855ODS-10 | 超5类屏蔽户外级线缆组件，RJ45/RJ45，黑，10英尺（3米） | 41.4191 | https://www.l-com.cn/ethernet-cat5e-shielded-outdoor-patch-cable-rj45-rj45-black-100-ft
TRD855ODS-100 | 超5类屏蔽户外级线缆组件，RJ45/RJ45，黑，100英尺（30.5米） | 141.2136 | https://www.l-com.cn/ethernet-cat5e-shielded-outdoor-patch-cable-rj45-rj45-black-1000-ft
TRD855ODS-25 | 超5类屏蔽户外级线缆组件，RJ45/RJ45，黑，25英尺（7.6米） | 54.516 | https://www.l-com.cn/ethernet-cat5e-shielded-outdoor-patch-cable-rj45-rj45-black-250-ft
TRD855ODS-3 | 超5类屏蔽户外级线缆组件，RJ45/RJ45，黑，3英尺（0.9米） | 36.0751 | https://www.l-com.cn/ethernet-cat5e-shielded-outdoor-patch-cable-rj45-rj45-black-30-ft
TRD855ODS-5 | 超5类屏蔽户外级线缆组件，RJ45/RJ45，黑，5英尺（1.5米） | 34.4362 | https://www.l-com.cn/ethernet-cat5e-shielded-outdoor-patch-cable-rj45-rj45-black-50-ft
TRD855ODS-50 | 超5类屏蔽户外级线缆组件，RJ45/RJ45，黑，50英尺（15.2米） | 108.1559 | https://www.l-com.cn/ethernet-cat5e-shielded-outdoor-patch-cable-rj45-rj45-black-500-ft
TRD855ODS-75 | 超5类屏蔽户外级线缆组件，RJ45/RJ45，黑，75英尺（22.9米） | 143.1461 | https://www.l-com.cn/ethernet-cat5e-shielded-outdoor-patch-cable-rj45-rj45-black-750-ft
TRD855ODSLZ-1 | 超5类屏蔽低烟无卤户外级线缆组件，RJ45/RJ45，黑，1英尺（0.3米） | 28.3239 | https://www.l-com.cn/ethernet-cat5e-shielded-lszh-outdoor-patch-cable-rj45-rj45-black-10-ft
TRD855ODSLZ-10 | 超5类屏蔽低烟无卤户外级线缆组件，RJ45/RJ45，黑，10英尺（3米） | 39.5548 | https://www.l-com.cn/ethernet-cat5e-shielded-lszh-outdoor-patch-cable-rj45-rj45-black-100-ft
TRD855ODSLZ-100 | 超5类屏蔽低烟无卤户外级线缆组件，RJ45/RJ45，黑，100英尺（30.5米） | 140.4216 | https://www.l-com.cn/ethernet-cat5e-shielded-lszh-outdoor-patch-cable-rj45-rj45-black-1000-ft
TRD855ODSLZ-25 | 超5类屏蔽低烟无卤户外级线缆组件，RJ45/RJ45，黑，25英尺（7.6米） | 52.767 | https://www.l-com.cn/ethernet-cat5e-shielded-lszh-outdoor-patch-cable-rj45-rj45-black-250-ft
TRD855ODSLZ-3 | 超5类屏蔽低烟无卤户外级线缆组件，RJ45/RJ45，黑，3英尺（0.9米） | 31.0662 | https://www.l-com.cn/ethernet-cat5e-shielded-lszh-outdoor-patch-cable-rj45-rj45-black-30-ft
TRD855ODSLZ-5 | 超5类屏蔽低烟无卤户外级线缆组件，RJ45/RJ45，黑，5英尺（1.5米） | 32.7382 | https://www.l-com.cn/ethernet-cat5e-shielded-lszh-outdoor-patch-cable-rj45-rj45-black-50-ft
TRD855ODSLZ-50 | 超5类屏蔽低烟无卤户外级线缆组件，RJ45/RJ45，黑，50英尺（15.2米） | 85.1262 | https://www.l-com.cn/ethernet-cat5e-shielded-lszh-outdoor-patch-cable-rj45-rj45-black-500-ft
TRD855ODSLZ-75 | 超5类屏蔽低烟无卤户外级线缆组件，RJ45/RJ45，黑，75英尺（22.9米） | 112.0046 | https://www.l-com.cn/ethernet-cat5e-shielded-lszh-outdoor-patch-cable-rj45-rj45-black-750-ft
TRD855PL-1 | 超5类EIA568标准阻燃级跳线，RJ45/RJ45，1英尺（0.3米） | 26.554 | https://www.l-com.cn/ethernet-cat-5e-eia568-plenum-patch-cable-rj45-rj45-10-ft
TRD855PL-10 | 超5类EIA568标准阻燃级跳线，RJ45/RJ45，10英尺（3米） | 33.2915 | https://www.l-com.cn/ethernet-cat-5e-eia568-plenum-patch-cable-rj45-rj45-100-ft
TRD855PL-100 | 超5类EIA568标准阻燃级跳线，RJ45/RJ45，100英尺（30.5米） | 121.88 | https://www.l-com.cn/ethernet-cat-5e-eia568-plenum-patch-cable-rj45-rj45-1000-ft
TRD855PL-15 | 超5类EIA568标准阻燃级跳线，RJ45/RJ45，15英尺（4.6米） | 41.3485 | https://www.l-com.cn/ethernet-cat-5e-eia568-plenum-patch-cable-rj45-rj45-150-ft
TRD855PL-150 | 超5类EIA568标准阻燃级跳线，RJ45/RJ45，150英尺（45.7米） | 165.7559 | https://www.l-com.cn/ethernet-cat-5e-eia568-plenum-patch-cable-rj45-rj45-1500-ft
TRD855PL-2 | 超5类EIA568标准阻燃级跳线，RJ45/RJ45，2英尺（0.6米） | 25.9776 | https://www.l-com.cn/ethernet-cat-5e-eia568-plenum-patch-cable-rj45-rj45-20-ft
TRD855PL-20 | 超5类EIA568标准阻燃级跳线，RJ45/RJ45，20英尺（6.1米） | 55.8272 | https://www.l-com.cn/ethernet-cat-5e-eia568-plenum-patch-cable-rj45-rj45-200-ft
TRD855PL-25 | 超5类EIA568标准阻燃级跳线，RJ45/RJ45，25英尺（7.6米） | 48.004 | https://www.l-com.cn/ethernet-cat-5e-eia568-plenum-patch-cable-rj45-rj45-250-ft
TRD855PL-3 | 超5类EIA568标准阻燃级跳线，RJ45/RJ45，3英尺（0.9米） | 21.279 | https://www.l-com.cn/ethernet-cat-5e-eia568-plenum-patch-cable-rj45-rj45-30-ft
TRD855PL-30 | 超5类EIA568标准阻燃级跳线，RJ45/RJ45，30英尺（9.1米） | 53.0945 | https://www.l-com.cn/ethernet-cat-5e-eia568-plenum-patch-cable-rj45-rj45-300-ft
TRD855PL-40 | 超5类EIA568标准阻燃级跳线，RJ45/RJ45，40英尺（12.2米） | 57.6157 | https://www.l-com.cn/ethernet-cat-5e-eia568-plenum-patch-cable-rj45-rj45-400-ft
TRD855PL-5 | 超5类EIA568标准阻燃级跳线，RJ45/RJ45，5英尺（1.5米） | 23.4811 | https://www.l-com.cn/ethernet-cat-5e-eia568-plenum-patch-cable-rj45-rj45-50-ft
TRD855PL-50 | 超5类EIA568标准阻燃级跳线，RJ45/RJ45，50英尺（15.2米） | 85.3045 | https://www.l-com.cn/ethernet-cat-5e-eia568-plenum-patch-cable-rj45-rj45-500-ft
TRD855PL-60 | 超5类EIA568标准阻燃级跳线，RJ45/RJ45，60英尺（18.3米） | 100.2107 | https://www.l-com.cn/ethernet-cat-5e-eia568-plenum-patch-cable-rj45-rj45-600-ft
TRD855PL-7 | 超5类EIA568标准阻燃级跳线，RJ45/RJ45，7英尺（2.1米） | 28.2216 | https://www.l-com.cn/ethernet-cat-5e-eia568-plenum-patch-cable-rj45-rj45-70-ft
TRD855PL-75 | 超5类EIA568标准阻燃级跳线，RJ45/RJ45，75英尺（22.9米） | 99.0411 | https://www.l-com.cn/ethernet-cat-5e-eia568-plenum-patch-cable-rj45-rj45-750-ft
TRD855SCRBL-40 | 超5类屏蔽EIA568标准跳线，RJ45/RJ45，蓝，40英尺（12.2米） | 60.144 | https://www.l-com.cn/ethernet-shielded-cat-5e-eia568-patch-cable-rj45-rj45-blue-400-ft
TRD855SCRBL-60 | 超5类屏蔽EIA568标准跳线，RJ45/RJ45，蓝，60英尺（18.3米） | 57.9742 | https://www.l-com.cn/ethernet-shielded-cat-5e-eia568-patch-cable-rj45-rj45-blue-600-ft
TRD855SCRBL-75 | 超5类屏蔽EIA568标准跳线，RJ45/RJ45，蓝，75英尺（22.9米） | 96.109 | https://www.l-com.cn/ethernet-shielded-cat-5e-eia568-patch-cable-rj45-rj45-blue-750-ft
TRD855SCRBL-90 | 超5类屏蔽EIA568标准跳线，RJ45/RJ45，蓝，90英尺（27.4米） | 71.19 | https://www.l-com.cn/ethernet-shielded-cat-5e-eia568-patch-cable-rj45-rj45-blue-900-ft
TRD855SCRBLK-7M | 超5类屏蔽EIA568标准跳线，RJ45/RJ45，黑，7米 | 38.745 | https://www.l-com.cn/ethernet-shielded-cat-5e-eia568-patch-cable-rj45-rj45-black-7m
TRD855SCRBLK-90 | 超5类屏蔽EIA568标准跳线，RJ45/RJ45，黑，90英尺（27.4米） | 107.235 | https://www.l-com.cn/ethernet-shielded-cat-5e-eia568-patch-cable-rj45-rj45-black-900-ft
TRD855SCRRD-100 | 超5类屏蔽EIA568标准跳线，RJ45/RJ45，红，100英尺（30.5米） | 81.51 | https://www.l-com.cn/ethernet-shielded-cat-5e-eia568-patch-cable-rj45-rj45-red-1000-ft
TRD855SCRRD-3 | 超5类屏蔽EIA568标准跳线，RJ45/RJ45，红，3英尺（0.9米） | 26.7384 | https://www.l-com.cn/ethernet-shielded-cat-5e-eia568-patch-cable-rj45-rj45-red-30-ft
TRD855SCRRD-40 | 超5类屏蔽EIA568标准跳线，RJ45/RJ45，红，40英尺（12.2米） | 34.3 | https://www.l-com.cn/ethernet-shielded-cat-5e-eia568-patch-cable-rj45-rj45-red-400-ft
TRD855SCRRD-60 | 超5类屏蔽EIA568标准跳线，RJ45/RJ45，红，60英尺（18.3米） | 52.43 | https://www.l-com.cn/ethernet-shielded-cat-5e-eia568-patch-cable-rj45-rj45-red-600-ft
TRD855SCRRD-75 | 超5类屏蔽EIA568标准跳线，RJ45/RJ45，红，75英尺（22.9米） | 61.59 | https://www.l-com.cn/ethernet-shielded-cat-5e-eia568-patch-cable-rj45-rj45-red-750-ft
TRD855SCRRD-90 | 超5类屏蔽EIA568标准跳线，RJ45/RJ45，红，90英尺（27.4米） | 71.19 | https://www.l-com.cn/ethernet-shielded-cat-5e-eia568-patch-cable-rj45-rj45-red-900-ft
TRD855SCRY-20 | 超5类屏蔽EIA568标准跳线，RJ45/RJ45，黄，20英尺（6.1米） | 24 | https://www.l-com.cn/ethernet-shielded-cat-5e-eia568-patch-cable-rj45-rj45-yellow-200-ft
TRD855SCRY-30 | 超5类屏蔽EIA568标准跳线，RJ45/RJ45，黄，30英尺（9.1米） | 32.06 | https://www.l-com.cn/ethernet-shielded-cat-5e-eia568-patch-cable-rj45-rj45-yellow-300-ft
TRD855SCRY-60 | 超5类屏蔽EIA568标准跳线，RJ45/RJ45，黄，60英尺（18.3米） | 60.6 | https://www.l-com.cn/ethernet-shielded-cat-5e-eia568-patch-cable-rj45-rj45-yellow-600-ft
TRD855SCRY-75 | 超5类屏蔽EIA568标准跳线，RJ45/RJ45，黄，75英尺（22.9米） | 94.6058 | https://www.l-com.cn/ethernet-shielded-cat-5e-eia568-patch-cable-rj45-rj45-yellow-750-ft
TRD855SIG-20M | 工业级超5类双屏蔽低烟无卤跳线，20米 | 195.3803 | https://www.l-com.cn/ethernet-industrial-grade-category-5e-double-shielded-lszh-patch-cord-200-m
TRD855SIG-25M | 工业级超5类双屏蔽低烟无卤跳线，25米 | 221.07 | https://www.l-com.cn/ethernet-industrial-grade-category-5e-double-shielded-lszh-patch-cord-250-m
TRD855SIG-30 | 工业级超5类双屏蔽低烟无卤跳线，30英尺（9.1米） | 58.9151 | https://www.l-com.cn/ethernet-industrial-grade-category-5e-double-shielded-lszh-patch-cord-300-ft
TRD855SIG-90 | 工业级超5类双屏蔽低烟无卤跳线，90英尺（27.4米） | 162.08 | https://www.l-com.cn/ethernet-industrial-grade-category-5e-double-shielded-lszh-patch-cord-900-ft
TRD855SIGBLK-10 | 工业级超5类双屏蔽低烟无卤跳线，黑，10英尺（3米） | 35.7 | https://www.l-com.cn/ethernet-industrial-grade-category-5e-double-shielded-lszh-patch-cord-black-100-ft
TRD855SIGBLK-15 | 工业级超5类双屏蔽低烟无卤跳线，黑，15英尺（4.6米） | 34.97 | https://www.l-com.cn/ethernet-industrial-grade-category-5e-double-shielded-lszh-patch-cord-black-150-ft
TRD855SIGBLK-2 | 工业级超5类双屏蔽低烟无卤跳线，黑，2英尺（0.6米） | 13.31 | https://www.l-com.cn/ethernet-industrial-grade-category-5e-double-shielded-lszh-patch-cord-black-20-ft
TRD855SIGBLK-25 | 工业级超5类双屏蔽低烟无卤跳线，黑，25英尺（7.6米） | 52.09 | https://www.l-com.cn/ethernet-industrial-grade-category-5e-double-shielded-lszh-patch-cord-black-250-ft
TRD855SIGBLK-3 | 工业级超5类双屏蔽低烟无卤跳线，黑，3英尺（0.9米） | 18.48 | https://www.l-com.cn/ethernet-industrial-grade-category-5e-double-shielded-lszh-patch-cord-black-30-ft
TRD855SIGBLK-7 | 工业级超5类双屏蔽低烟无卤跳线，黑，7英尺（2.1米） | 19.7798 | https://www.l-com.cn/ethernet-industrial-grade-category-5e-double-shielded-lszh-patch-cord-black-70-ft
TRD855SIGRD-1 | 工业级超5类双屏蔽低烟无卤跳线，红，1英尺（0.3米） | 11.3 | https://www.l-com.cn/ethernet-industrial-grade-category-5e-double-shielded-lszh-patch-cord-red-10-ft
TRD855SIGRD-2 | 工业级超5类双屏蔽低烟无卤跳线，红，2英尺（0.6米） | 17.32 | https://www.l-com.cn/ethernet-industrial-grade-category-5e-double-shielded-lszh-patch-cord-red-20-ft
TRD855SIGRD-25 | 工业级超5类双屏蔽低烟无卤跳线，红，25英尺（7.6米） | 59.57 | https://www.l-com.cn/ethernet-industrial-grade-category-5e-double-shielded-lszh-patch-cord-red-250-ft
TRD855SIGRD-3 | 工业级超5类双屏蔽低烟无卤跳线，红，3英尺（0.9米） | 15.57 | https://www.l-com.cn/ethernet-industrial-grade-category-5e-double-shielded-lszh-patch-cord-red-30-ft
TRD855SIGRD-30 | 工业级超5类双屏蔽低烟无卤跳线，红，30英尺（9.1米） | 59.53 | https://www.l-com.cn/ethernet-industrial-grade-category-5e-double-shielded-lszh-patch-cord-red-300-ft
TRD855SIGRD-80 | 工业级超5类双屏蔽低烟无卤跳线，红，80英尺（24.4米） | 153.6433 | https://www.l-com.cn/ethernet-industrial-grade-category-5e-double-shielded-lszh-patch-cord-red-800-ft
TRD855SRA1DBL-1M | Braid Shielded Category 5e High Flex Right Angle Ethernet Cable, Straight/Right Angle Down, 1.0m | 50.542 | https://www.l-com.cn/ethernet-braid-shielded-category-5e-high-flex-right-angle-ethernet-cable-straight-right-angle-down-10m
TRD855SRA2DBL-5M | Braid Shielded Category 5e High Flex Right Angle Ethernet Cable, Straight/Right Angle Up, 5.0m | 162.9925 | https://www.l-com.cn/ethernet-braid-shielded-category-5e-high-flex-right-angle-ethernet-cable-straight-right-angle-up-50m
TRD855SRA7DBL-4M | Braid Shielded Category 5e High Flex Right Angle Ethernet Cable, Straight/Right Angle Right, 4.0m | 132.83 | https://www.l-com.cn/ethernet-braid-shielded-category-5e-high-flex-right-angle-ethernet-cable-straight-right-angle-right-40m
TRD855SRA7DBL-5M | Braid Shielded Category 5e High Flex Right Angle Ethernet Cable, Straight/Right Angle Right, 5.0m | 158.085 | https://www.l-com.cn/ethernet-braid-shielded-category-5e-high-flex-right-angle-ethernet-cable-straight-right-angle-right-50m
TRD855SZ-150 | 超5类屏蔽低烟无卤线缆，RJ45插头/公头，150英尺（45.7米） | 295.13 | https://www.l-com.cn/ethernet-shielded-cat-5e-low-smoke-zero-halogen-cable-rj45-m-m-1500-ft
TRD855WTG-10 | 超5类户外跳线，RJ45/RJ45，带防水垫圈，10.0ft/3.0m | 57.1903 | https://www.l-com.cn/ethernet-cat5e-outdoor-patch-cable-rj45-rj45-weather-tight-grommet-black-100-ft
TRD855WTG-100 | 超5类户外跳线，RJ45/RJ45，带防水垫圈，100.0ft/30.5m | 294.804 | https://www.l-com.cn/ethernet-cat5e-outdoor-patch-cable-rj45-rj45-weather-tight-grommet-black-1000-ft
TRD855WTG-25 | 超5类户外跳线，RJ45/RJ45，带防水垫圈，125.0ft/38.1m | 86.229 | https://www.l-com.cn/ethernet-cat5e-outdoor-patch-cable-rj45-rj45-weather-tight-grommet-black-250-ft
TRD855WTG-5 | 超5类户外跳线，RJ45/RJ45，带防水垫圈，5.0ft/1.5m | 50.985 | https://www.l-com.cn/ethernet-cat5e-outdoor-patch-cable-rj45-rj45-weather-tight-grommet-black-50-ft
TRD855WTG-50 | 超5类户外跳线，RJ45/RJ45，带防水垫圈，50.0ft/15.2m | 150.315 | https://www.l-com.cn/ethernet-cat5e-outdoor-patch-cable-rj45-rj45-weather-tight-grommet-black-500-ft
TRD855XCR-20 | 超5类屏蔽交叉跳线，RJ45/RJ45，20英尺（6.1米） | 24.07 | https://www.l-com.cn/ethernet-shielded-cat-5e-cross-over-patch-cable-rj45-rj45-200-ft
TRD855XCR-50 | 超5类屏蔽交叉跳线，RJ45/RJ45，50英尺（15.2米） | 37.18 | https://www.l-com.cn/ethernet-shielded-cat-5e-cross-over-patch-cable-rj45-rj45-500-ft
TRD877HF-1 | 超5类屏蔽极高柔性以太网线缆，RJ45/RJ45，1英尺（0.3米） | 50.6528 | https://www.l-com.cn/ethernet-cat5e-shielded-extreme-high-flex-ethernet-cable-rj45-rj45-10-ft
TRD877HF-10 | 超5类屏蔽极高柔性以太网线缆，RJ45/RJ45，10英尺（3米） | 95.6329 | https://www.l-com.cn/ethernet-cat5e-shielded-extreme-high-flex-ethernet-cable-rj45-rj45-100-ft
TRD877HF-100 | 超5类屏蔽极高柔性以太网线缆，RJ45/RJ45，100英尺（30.5米） | 610.9686 | https://www.l-com.cn/ethernet-cat5e-shielded-extreme-high-flex-ethernet-cable-rj45-rj45-1000-ft
TRD877HF-15 | 超5类屏蔽极高柔性以太网线缆，RJ45/RJ45，15英尺（4.6米） | 111.5013 | https://www.l-com.cn/ethernet-cat5e-shielded-extreme-high-flex-ethernet-cable-rj45-rj45-150-ft
TRD877HF-2 | 超5类屏蔽极高柔性以太网线缆，RJ45/RJ45，2英尺（0.6米） | 52.965 | https://www.l-com.cn/ethernet-cat5e-shielded-extreme-high-flex-ethernet-cable-rj45-rj45-20-ft
TRD877HF-25 | 超5类屏蔽极高柔性以太网线缆，RJ45/RJ45，25英尺（7.6米） | 247.9774 | https://www.l-com.cn/ethernet-cat5e-shielded-extreme-high-flex-ethernet-cable-rj45-rj45-250-ft
TRD877HF-3 | 超5类屏蔽极高柔性以太网线缆，RJ45/RJ45，3英尺（0.9米） | 52.9272 | https://www.l-com.cn/ethernet-cat5e-shielded-extreme-high-flex-ethernet-cable-rj45-rj45-30-ft
TRD877HF-30 | 超5类屏蔽极高柔性以太网线缆，RJ45/RJ45，30英尺（9.1米） | 210.7642 | https://www.l-com.cn/ethernet-cat5e-shielded-extreme-high-flex-ethernet-cable-rj45-rj45-300-ft
TRD877HF-5 | 超5类屏蔽极高柔性以太网线缆，RJ45/RJ45，5英尺（1.5米） | 68.2556 | https://www.l-com.cn/ethernet-cat5e-shielded-extreme-high-flex-ethernet-cable-rj45-rj45-50-ft
TRD877HF-50 | 超5类屏蔽极高柔性以太网线缆，RJ45/RJ45，50英尺（15.2米） | 350.4204 | https://www.l-com.cn/ethernet-cat5e-shielded-extreme-high-flex-ethernet-cable-rj45-rj45-500-ft
TRD877HF-7 | 超5类屏蔽极高柔性以太网线缆，RJ45/RJ45，7英尺（2.1米） | 75.7046 | https://www.l-com.cn/ethernet-cat5e-shielded-extreme-high-flex-ethernet-cable-rj45-rj45-70-ft
TRD877HF-75 | 超5类屏蔽极高柔性以太网线缆，RJ45/RJ45，75英尺（22.9米） | 515.5128 | https://www.l-com.cn/ethernet-cat5e-shielded-extreme-high-flex-ethernet-cable-rj45-rj45-750-ft
TRD8RG1-03 | IP68级加固型超5类线缆，RJ45插头/RJ45插头，锌镍抛光，配置FR-TPE线缆和防尘帽，3米 | 1303.5528 | https://www.l-com.cn/ethernet-ip68-cat5e-cable-ruggedized-rj45-plug-to-plug-znni-finish-w-fr-tpe-cable-dust-caps-30m
TRD8RG1-10 | IP68级加固型超5类线缆，RJ45插头/RJ45插头，锌镍抛光，配置FR-TPE线缆和防尘帽，10米 | 1420.9668 | https://www.l-com.cn/ethernet-ip68-cat5e-cable-ruggedized-rj45-plug-to-plug-znni-finish-w-fr-tpe-cable-dust-caps-100m
TRD8RG2-03 | IP68级加固型超5类线缆，RJ45插头/RJ45插头，阳极化抛光，配置FR-TPE线缆和防尘帽，3米 | 1176.1992 | https://www.l-com.cn/ethernet-ip68-cat5e-cable-ruggedized-rj45-plug-to-plug-anod-finish-w-fr-tpe-cable-dust-caps-30m
TRD8RG2-05 | IP68级加固型超5类线缆，RJ45插头/RJ45插头，阳极化抛光，配置FR-TPE线缆和防尘帽，5米 | 825.1848 | https://www.l-com.cn/ethernet-ip68-cat5e-cable-ruggedized-rj45-plug-to-plug-anod-finish-w-fr-tpe-cable-dust-caps-50m
TRD8RG2-10 | IP68级加固型超5类线缆，RJ45插头/RJ45插头，阳极化抛光，配置FR-TPE线缆和防尘帽，10米 | 1282.778 | https://www.l-com.cn/ethernet-ip68-cat5e-cable-ruggedized-rj45-plug-to-plug-anod-finish-w-fr-tpe-cable-dust-caps-100m
TRD8RG3-01 | IP68级加固型超5类线缆，RJ45插座/RJ45插座，锌镍抛光，配置FR-TPE线缆和防尘帽，1米 | 1226.9808 | https://www.l-com.cn/ethernet-ip68-cat5e-cable-ruggedized-rj45-jack-to-jack-znni-finish-w-fr-tpe-cable-dust-caps-10m
TRD8RG3-02 | IP68级加固型超5类线缆，RJ45插座/RJ45插座，锌镍抛光，配置FR-TPE线缆和防尘帽，2米 | 1223.6004 | https://www.l-com.cn/ethernet-ip68-cat5e-cable-ruggedized-rj45-jack-to-jack-znni-finish-w-fr-tpe-cable-dust-caps-20m
TRD8RG4-01 | IP68级加固型超5类线缆，RJ45插座/RJ45插座，阳极化抛光，配置FR-TPE线缆和防尘帽，1米 | 1090.0296 | https://www.l-com.cn/ethernet-ip68-cat5e-cable-ruggedized-rj45-jack-to-jack-anod-finish-w-fr-tpe-cable-dust-caps-10m
TRD8RG4-02 | IP68级加固型超5类线缆，RJ45插座/RJ45插座，阳极化抛光，配置FR-TPE线缆和防尘帽，2米 | 1110.6216 | https://www.l-com.cn/ethernet-ip68-cat5e-cable-ruggedized-rj45-jack-to-jack-anod-finish-w-fr-tpe-cable-dust-caps-20m
TRD8RG4-03 | IP68级加固型超5类线缆，RJ45插座/RJ45插座，阳极化抛光，配置FR-TPE线缆和防尘帽，3米 | 1124.9304 | https://www.l-com.cn/ethernet-ip68-cat5e-cable-ruggedized-rj45-jack-to-jack-anod-finish-w-fr-tpe-cable-dust-caps-30m
TRD8RG5-03 | IP68超5类线缆，加固型RJ45插头与插座，锌镍抛光，配带FR-TPE线缆与防尘帽，3.0m | 1189.67 | https://www.l-com.cn/ethernet-ip68-cat5e-cable-ruggedized-rj45-plug-to-jack-znni-finish-w-fr-tpe-cable-dust-caps-30m
TRD8RG6-05 | IP68级加固型超5类线缆，RJ45插头/RJ45插座，阳极化抛光，配置FR-TPE线缆和防尘帽，5米 | 1177.308 | https://www.l-com.cn/ethernet-ip68-cat5e-cable-ruggedized-rj45-plug-to-jack-anod-finish-w-fr-tpe-cable-dust-caps-50m
TRD8RG6-10 | IP68级加固型超5类线缆，RJ45插头/RJ45插座，阳极化抛光，配置FR-TPE线缆和防尘帽，10米 | 1279.2384 | https://www.l-com.cn/ethernet-ip68-cat5e-cable-ruggedized-rj45-plug-to-jack-anod-finish-w-fr-tpe-cable-dust-caps-100m
TRD8RG7-01 | IP68级加固型超5类线缆，锌镍抛光，RJ45插座/标准RJ45插头，配置FR-TPE线缆和防尘帽，1米 | 654.2712 | https://www.l-com.cn/ethernet-ip68-cat5e-cable-ruggedized-znni-rj45-jack-standard-rj45-plug-w-fr-tpe-cable-dustcap-10m
TRD8RGMT1-01 | 铠装IP68级超5类线缆，加固型RJ45插头/RJ45插头，锌镍抛光，配置FR-TPE线缆和防尘帽，1米 | 1143.8975 | https://www.l-com.cn/ethernet-armored-ip68-c5e-cable-ruggedized-rj45-plug-to-plug-znni-w-fr-tpe-cable-dust-caps-10m
TRD8RGMT1-10 | 铠装IP68级超5类线缆，加固型RJ45插头/RJ45插头，锌镍抛光，配置FR-TPE线缆和防尘帽，10米 | 1744.079 | https://www.l-com.cn/ethernet-armored-ip68-c5e-cable-ruggedized-rj45-plug-to-plug-znni-w-fr-tpe-cable-dust-caps-100m
TRD8RGMT3-01 | 铠装IP68级超5类线缆，加固型RJ45插座/RJ45插座，锌镍抛光，配置FR-TPE线缆和防尘帽，1米 | 1288.9008 | https://www.l-com.cn/ethernet-armored-ip68-c5e-cable-ruggedized-rj45-jack-to-jack-znni-w-fr-tpe-cable-dust-caps-10m
TRD8RGMT6-10 | 铠装IP68级超5类线缆，加固型RJ45插头/RJ45插座，阳极化抛光，配置FR-TPE线缆和防尘帽，10米 | 1320.3432 | https://www.l-com.cn/ethernet-armored-ip68-c5e-cable-ruggedized-rj45-plug-to-jack-anod-w-fr-tpe-cable-dust-caps-100m
TRDC5EXT-10 | 超5类网络延长线缆，10.0ft/3.0m | 24.75 | https://www.l-com.cn/ethernet-category-5e-network-extension-cable-100ft
TRDC5EXT-7 | 超5类网络延长线缆，7.0ft/2.1m | 18.7469 | https://www.l-com.cn/ethernet-category-5e-network-extension-cable-70ft
TRDC5EXTF-15 | 超5类网络延长线缆，带安装法兰，15.0ft/4.6m | 31.335 | https://www.l-com.cn/ethernet-category-5e-network-extension-cable-with-mounting-flange-150ft
TRDC5EXTF-25 | 超5类网络延长线缆，带安装法兰，25.0ft/7.6m | 36.73 | https://www.l-com.cn/ethernet-category-5e-network-extension-cable-with-mounting-flange-250ft
TRDC5EXTF-5 | 超5类网络延长线缆，带安装法兰，5.0ft/1.5m | 27.8 | https://www.l-com.cn/ethernet-category-5e-network-extension-cable-with-mounting-flange-50ft
TRDC5EXTF-7 | 超5类网络延长线缆，带安装法兰，7.0ft/2.1m | 28.35 | https://www.l-com.cn/ethernet-category-5e-network-extension-cable-with-mounting-flange-70ft
TRDC5EXTS-5 | 超5类屏蔽式网络延长线缆，5.0ft/1.5m | 27.1 | https://www.l-com.cn/ethernet-category-5e-shielded-network-extension-cable-50ft
TRDC5EXTSF-10 | 超5类屏蔽式网络延长线缆，带安装法兰，10.0ft/3.0m | 28.4752 | https://www.l-com.cn/ethernet-category-5e-shielded-network-extension-cable-with-mounting-flange-100ft
TRDC5EXTSF-5 | 超5类屏蔽式网络延长线缆，带安装法兰，5.0ft/1.5m | 25.2133 | https://www.l-com.cn/ethernet-category-5e-shielded-network-extension-cable-with-mounting-flange-50ft
TRDC5EXTSF-7 | 超5类屏蔽式网络延长线缆，带安装法兰，7.0ft/2.1m | 26.9129 | https://www.l-com.cn/ethernet-category-5e-shielded-network-extension-cable-with-mounting-flange-70ft
TRDC6EXT-10 | 6类网络延长线缆，10.0ft/3.0m | 31.09 | https://www.l-com.cn/ethernet-category-6-network-extension-cable-100ft
TRDC6EXT-5 | 6类网络延长线缆，5.0ft/1.5m | 26.76 | https://www.l-com.cn/ethernet-category-6-network-extension-cable-50ft
TRDC6EXT-7 | 6类网络延长线缆，7.0ft/2.1m | 40.2 | https://www.l-com.cn/ethernet-category-6-network-extension-cable-70ft
TRDC6EXTF-10 | 6类网络延长线缆，带安装法兰，10.0ft/3.0m | 29.09 | https://www.l-com.cn/ethernet-category-6-network-extension-cable-with-mounting-flange-100ft
TRDC6EXTF-5 | 6类网络延长线缆，带安装法兰，5.0ft/1.5m | 28.35 | https://www.l-com.cn/ethernet-category-6-network-extension-cable-with-mounting-flange-50ft
TRDC6EXTF-7 | 6类网络延长线缆，带安装法兰，7.0ft/2.1m | 28.29 | https://www.l-com.cn/ethernet-category-6-network-extension-cable-with-mounting-flange-70ft
TRDC6EXTS-10 | 6类屏蔽式网络延长线缆，10.0ft/3.0m | 31.62 | https://www.l-com.cn/ethernet-category-6-shielded-network-extension-cable-100ft
TRDC6EXTS-25 | 6类屏蔽式网络延长线缆，25.0ft/7.6m | 62.11 | https://www.l-com.cn/ethernet-category-6-shielded-network-extension-cable-250ft
TRDC6EXTS-3 | 6类屏蔽式网络延长线缆，3.0ft/0.9m | 24.54 | https://www.l-com.cn/ethernet-category-6-shielded-network-extension-cable-30ft
TRDC6EXTS-5 | 6类屏蔽式网络延长线缆，5.0ft/1.5m | 26.38 | https://www.l-com.cn/ethernet-category-6-shielded-network-extension-cable-50ft
TRDC6EXTS-7 | 6类屏蔽式网络延长线缆，7.0ft/2.1m | 25.717 | https://www.l-com.cn/ethernet-category-6-shielded-network-extension-cable-70ft
TRDC6EXTSF-10 | 6类屏蔽式网络延长线缆，带安装法兰，10.0ft/3.0m | 32.67 | https://www.l-com.cn/ethernet-category-6-shielded-network-extension-cable-with-mounting-flange-100ft
TRDC6EXTSF-15 | 6类屏蔽式网络延长线缆，带安装法兰，15.0ft/4.6m | 37.4585 | https://www.l-com.cn/ethernet-category-6-shielded-network-extension-cable-with-mounting-flange-150ft
TRDC6EXTSF-7 | 6类屏蔽式网络延长线缆，带安装法兰，7.0ft/2.1m | 31.88 | https://www.l-com.cn/ethernet-category-6-shielded-network-extension-cable-with-mounting-flange-70ft
TRDE695BLK-14 | 经济型6类跳线，RJ45/RJ45，黑，14英尺（4.3米） | 13.105 | https://www.l-com.cn/ethernet-economy-category-6-patch-cable-rj45-rj45-black-140-ft
TRDE695GRY-5 | 经济型6类跳线，RJ45/RJ45，灰，5英尺（1.5米） | 12.148 | https://www.l-com.cn/ethernet-economy-category-6-patch-cable-rj45-rj45-gray-50-ft
TRDE695RED-25 | 经济型6类跳线，RJ45/RJ45，红，25英尺（7.6米） | 21.702 | https://www.l-com.cn/ethernet-economy-category-6-patch-cable-rj45-rj45-red-250-ft
TRDE695RED-5 | 经济型6类跳线，RJ45/RJ45，红，5英尺（1.5米） | 15.61 | https://www.l-com.cn/ethernet-economy-category-6-patch-cable-rj45-rj45-red-50-ft
TRDE815BLK-7 | 经济型超5类跳线，RJ45/RJ45，黑，7英尺（2.1米） | 6.7 | https://www.l-com.cn/ethernet-economy-category-5e-patch-cable-rj45-rj45-black-70-ft
TRDE815BLU-5 | 经济型超5类跳线，RJ45/RJ45，蓝，5英尺（1.5米） | 6.76 | https://www.l-com.cn/ethernet-economy-category-5e-patch-cable-rj45-rj45-blue-50-ft
TRDE815GRY-10 | 经济型超5类跳线，RJ45/RJ45，灰，10英尺（3米） | 7.82 | https://www.l-com.cn/ethernet-economy-category-5e-patch-cable-rj45-rj45-gray-100-ft
TRDU45-15 | 5类USOC-4跳线，RJ11水晶头/RJ11，15英尺（4.6米） | 8.38 | https://www.l-com.cn/ethernet-cat-5-usoc-4-patch-cable-rj11-rj11-150-ft
TRDU45-2 | 5类USOC-4跳线，RJ11水晶头/RJ11，2英尺（0.6米） | 3.12 | https://www.l-com.cn/ethernet-cat-5-usoc-4-patch-cable-rj11-rj11-20-ft
TRDU45-25 | 5类USOC-4跳线，RJ11水晶头/RJ11，25英尺（7.6米） | 19.05 | https://www.l-com.cn/ethernet-cat-5-usoc-4-patch-cable-rj11-rj11-250-ft
TRDU45-3 | 5类USOC-4跳线，RJ11水晶头/RJ11，3英尺（0.9米） | 3.44 | https://www.l-com.cn/ethernet-cat-5-usoc-4-patch-cable-rj11-rj11-30-ft
TRDU45-5 | 5类USOC-4跳线，RJ11水晶头/RJ11，5英尺（1.5米） | 4.01 | https://www.l-com.cn/ethernet-cat-5-usoc-4-patch-cable-rj11-rj11-50-ft
TRDU45-7 | 5类USOC-4跳线，RJ11水晶头/RJ11，7英尺（2.1米） | 5.18 | https://www.l-com.cn/ethernet-cat-5-usoc-4-patch-cable-rj11-rj11-70-ft
TRDU45SCR-1 | 5类屏蔽USOC-4跳线，RJ11水晶头/RJ11，1英尺（0.3米） | 5.4663 | https://www.l-com.cn/ethernet-shielded-cat-5-usoc-4-patch-cable-rj11-rj11-10-ft
TRDU45SCR-100 | 5类屏蔽USOC-4跳线，RJ11水晶头/RJ11，100英尺（30.5米） | 54.5 | https://www.l-com.cn/ethernet-shielded-cat-5-usoc-4-patch-cable-rj11-rj11-1000-ft
TRDU45SCR-40 | 5类屏蔽USOC-4跳线，RJ11水晶头/RJ11，40英尺（12.2米） | 27.02 | https://www.l-com.cn/ethernet-shielded-cat-5-usoc-4-patch-cable-rj11-rj11-400-ft
TRDU45SCR-75 | 5类屏蔽USOC-4跳线，RJ11水晶头/RJ11，75英尺（22.9米） | 40.11 | https://www.l-com.cn/ethernet-shielded-cat-5-usoc-4-patch-cable-rj11-rj11-750-ft
TRG317-C4Y-1M | Brad® Nano-Change® M8线缆，3针，IP68级，公头/母头，24AWG，PVC，黄，1米 | 98.6832 | https://www.l-com.cn/ethernet-brad-nano-change-m8-cable-3-pole-ip68-rated-male-to-female-24awg-pvc-ylw-10m
TRG317-C4Y-2M | Brad® Nano-Change® M8线缆，3针，IP68级，公头/母头，24AWG，PVC，黄，2米 | 152.2965 | https://www.l-com.cn/ethernet-brad-nano-change-m8-cable-3-pole-ip68-rated-male-to-female-24awg-pvc-ylw-20m
TRG317-C4Y-5M | Brad® Nano-Change® M8线缆，3针，IP68级，公头/母头，24AWG，PVC，黄，5米 | 149.9425 | https://www.l-com.cn/ethernet-brad-nano-change-m8-cable-3-pole-ip68-rated-male-to-female-24awg-pvc-ylw-50m
TRG324-C4Y-1M | Brad® Nano-Change® M8线缆，3针，IP68级，公头/预剥线，24AWG，PVC，黄，1米 | 45.985 | https://www.l-com.cn/ethernet-brad-nano-change-m8-cable-3-pole-ip68-rated-male-to-pigtail-24awg-pvc-ylw-10m
TRG324-C4Y-2M | Brad® Nano-Change® M8线缆，3针，IP68级，公头/预剥线，24AWG，PVC，黄，2米 | 73.7352 | https://www.l-com.cn/ethernet-brad-nano-change-m8-cable-3-pole-ip68-rated-male-to-pigtail-24awg-pvc-ylw-20m
TRG324-C4Y-5M | Brad® Nano-Change® M8线缆，3针，IP68级，公头/预剥线，24AWG，PVC，黄，5米 | 81.18 | https://www.l-com.cn/ethernet-brad-nano-change-m8-cable-3-pole-ip68-rated-male-to-pigtail-24awg-pvc-ylw-50m
TRG325-C4Y-5M | Brad® Nano-Change® M8线缆，3针，IP68级，母头/预剥线，24AWG，PVC，黄，5米 | 104.8608 | https://www.l-com.cn/ethernet-brad-nano-change-m8-cable-3-pole-ip68-rated-female-to-pigtail-24awg-pvc-ylw-50m
TRG417-C4Y-1M | Brad® Nano-Change® M8线缆，4针，IP68级，公头/母头，24AWG，PVC，黄，1米 | 207.19 | https://www.l-com.cn/ethernet-brad-nano-change-m8-cable-4-pole-ip68-rated-male-to-female-24awg-pvc-ylw-10m
TRG417-C4Y-2M | Brad® Nano-Change® M8线缆，4针，IP68级，公头/母头，24AWG，PVC，黄，2米 | 163.4054 | https://www.l-com.cn/ethernet-brad-nano-change-m8-cable-4-pole-ip68-rated-male-to-female-24awg-pvc-ylw-20m
TRG417-C4Y-5M | Brad® Nano-Change® M8线缆，4针，IP68级，公头/母头，24AWG，PVC，黄，5米 | 233.9568 | https://www.l-com.cn/ethernet-brad-nano-change-m8-cable-4-pole-ip68-rated-male-to-female-24awg-pvc-ylw-50m
TRG420-C2Y-2M | Brad® Ultra-Lock® M12线缆，4针，A编码，IP69K级，公头/预剥线，22AWG，PVC，黄，2米 | 89.1792 | https://www.l-com.cn/ethernet-brad-ultra-lock-m12-cable-4-pole-a-code-ip69k-rated-male-to-pigtail-22awg-pvc-ylw-20m
TRG420-C2Y-5M | Brad® Ultra-Lock® M12线缆，4针，A编码，IP69K级，公头/预剥线，22AWG，PVC，黄，5米 | 117.2424 | https://www.l-com.cn/ethernet-brad-ultra-lock-m12-cable-4-pole-a-code-ip69k-rated-male-to-pigtail-22awg-pvc-ylw-50m
TRG421-C2Y-2M | Brad® Ultra-Lock® M12线缆，4针，A编码，IP69K级，母头/预剥线，22AWG，PVC，黄，2米 | 108.0513 | https://www.l-com.cn/ethernet-brad-ultra-lock-m12-cable-4-pole-a-code-ip69k-rated-female-to-pigtail-22awg-pvc-ylw-20m
TRG421-C2Y-5M | Brad® Ultra-Lock® M12线缆，4针，A编码，IP69K级，母头/预剥线，22AWG，PVC，黄，5米 | 153.0144 | https://www.l-com.cn/ethernet-brad-ultra-lock-m12-cable-4-pole-a-code-ip69k-rated-female-to-pigtail-22awg-pvc-ylw-50m
TRG423-C2Y-2M | Brad® Ultra-Lock® M12线缆，4针，A编码，IP69K级，公头/母头，22AWG，PVC，黄，2米 | 158.759 | https://www.l-com.cn/ethernet-brad-ultra-lock-m12-cable-4-pole-a-code-ip69k-rated-male-to-female-22awg-pvc-ylw-20m
TRG423-C2Y-5M | Brad® Ultra-Lock® M12线缆，4针，A编码，IP69K级，公头/母头，22AWG，PVC，黄，5米 | 221.0472 | https://www.l-com.cn/ethernet-brad-ultra-lock-m12-cable-4-pole-a-code-ip69k-rated-male-to-female-22awg-pvc-ylw-50m
TRG424-C4Y-2M | Brad® Nano-Change® M8线缆，4针，IP68级，公头/预剥线，24AWG，PVC，黄，2米 | 93.5061 | https://www.l-com.cn/ethernet-brad-nano-change-m8-cable-4-pole-ip68-rated-male-to-pigtail-24awg-pvc-ylw-20m
TRG424-C4Y-5M | Brad® Nano-Change® M8线缆，4针，IP68级，公头/预剥线，24AWG，PVC，黄，5米 | 142.8768 | https://www.l-com.cn/ethernet-brad-nano-change-m8-cable-4-pole-ip68-rated-male-to-pigtail-24awg-pvc-ylw-50m
TRG425-C4Y-1M | Brad® Nano-Change® M8线缆，4针，IP68级，母头/预剥线，24AWG，PVC，黄，1米 | 89.5752 | https://www.l-com.cn/ethernet-brad-nano-change-m8-cable-4-pole-ip68-rated-female-to-pigtail-24awg-pvc-ylw-10m
TRG425-C4Y-2M | Brad® Nano-Change® M8线缆，4针，IP68级，母头/预剥线，24AWG，PVC，黄，2米 | 90.2308 | https://www.l-com.cn/ethernet-brad-nano-change-m8-cable-4-pole-ip68-rated-female-to-pigtail-24awg-pvc-ylw-20m
TRG425-C4Y-5M | Brad® Nano-Change® M8线缆，4针，IP68级，母头/预剥线，24AWG，PVC，黄，5米 | 121.572 | https://www.l-com.cn/ethernet-brad-nano-change-m8-cable-4-pole-ip68-rated-female-to-pigtail-24awg-pvc-ylw-50m
TRG501-T4T-5M | 超5类M12 4针D编码SF/UTP工业级线缆，M12公头/M12公头，5米 | 141.5535 | https://www.l-com.cn/ethernet-category-5e-m12-4-position-d-code-double-shielded-industrial-cable-m12-m-m12-m-50m
TRG502-T4S-2M | 超5类M12 4针D编码SF/UTP铠装工业级线缆，M12公头/M12母头，2米 | 136.45 | https://www.l-com.cn/ethernet-category-5e-m12-4-position-d-code-armored-double-shielded-industrial-cable-m12-m-m12-f-20m
TRG502-T4S-3M | 超5类M12 4针D编码SF/UTP铠装工业级线缆，M12公头/M12母头，3米 | 131.42 | https://www.l-com.cn/ethernet-category-5e-m12-4-position-d-code-armored-double-shielded-industrial-cable-m12-m-m12-f-30m
TRG502-T4S-5M | 超5类M12 4针D编码SF/UTP铠装工业级线缆，M12公头/M12母头，5米 | 235.25 | https://www.l-com.cn/ethernet-category-5e-m12-4-position-d-code-armored-double-shielded-industrial-cable-m12-m-m12-f-50m
TRG502-T4T-05M | 超5类M12 4针D编码SF/UTP工业级线缆，M12公头/M12母头，0.5米 | 67.96 | https://www.l-com.cn/ethernet-category-5e-m12-4-position-d-code-double-shielded-industrial-cable-m12-m-m12-f-05m
TRG502-T4T-1M | 超5类M12 4针D编码SF/UTP工业级线缆，M12公头/M12母头，1米 | 76.98 | https://www.l-com.cn/ethernet-category-5e-m12-4-position-d-code-double-shielded-industrial-cable-m12-m-m12-f-10m
TRG502-T4T-2M | 超5类M12 4针D编码SF/UTP工业级线缆，M12公头/M12母头，2米 | 94.98 | https://www.l-com.cn/ethernet-category-5e-m12-4-position-d-code-double-shielded-industrial-cable-m12-m-m12-f-20m
TRG506-T4T-10M | 超5类M12 4针D编码SF/UTP工业级线缆，M12母头/RJ45，10米 | 221.3 | https://www.l-com.cn/ethernet-category-5e-m12-4-position-d-code-double-shielded-industrial-cable-m12-f-rj45-100m
TRG506-T4T-3M | 超5类M12 4针D编码SF/UTP工业级线缆，M12母头/RJ45，3米 | 90.4988 | https://www.l-com.cn/ethernet-category-5e-m12-4-position-d-code-double-shielded-industrial-cable-m12-f-rj45-30m
TRG508-T4T-10M | Category 5e M12 4 Position D code Double Shielded Industrial Cable, Right Angle M12 M / RJ45, 10.0m | 239.09 | https://www.l-com.cn/ethernet-category-5e-m12-4-position-d-code-double-shielded-industrial-cable-right-angle-m12-m-rj45-100m
TRG508-T4T-15M | Category 5e M12 4 Position D code Double Shielded Industrial Cable, Right Angle M12 M / RJ45, 15.0m | 291.1367 | https://www.l-com.cn/ethernet-category-5e-m12-4-position-d-code-double-shielded-industrial-cable-right-angle-m12-m-rj45-150m
TRG508-T4T-1M | Category 5e M12 4 Position D code Double Shielded Industrial Cable, Right Angle M12 M / RJ45, 1.0m | 62.07 | https://www.l-com.cn/ethernet-category-5e-m12-4-position-d-code-double-shielded-industrial-cable-right-angle-m12-m-rj45-10m
TRG513-T6T-3M | 超5类GigE SF/UTP高柔性以太网线缆，GigE/GigE，3米 | 94.55 | https://www.l-com.cn/ethernet-category-5e-gige-double-shielded-high-flex-ethernet-cable-gige-gige-3m
TRG514-T6T-1M | 超5类GigE SF/UTP高柔性以太网线缆，GigE/RJ45，1米 | 34.88 | https://www.l-com.cn/ethernet-category-5e-gige-double-shielded-high-flex-ethernet-cable-gige-rj45-1m
TRG514-T6T-3M | 超5类GigE SF/UTP高柔性以太网线缆，GigE/RJ45，3米 | 80.356 | https://www.l-com.cn/ethernet-category-5e-gige-double-shielded-high-flex-ethernet-cable-gige-rj45-3m
TRG514-T6T-5M | 超5类GigE SF/UTP高柔性以太网线缆，GigE/RJ45，5米 | 114.8741 | https://www.l-com.cn/ethernet-category-5e-gige-double-shielded-high-flex-ethernet-cable-gige-rj45-5m
TRG515-P6D-10M | Category 5e GigE S/UTP High Flex Ethernet Assembly, GigE / RJ45, 10M | 297.955 | https://www.l-com.cn/ethernet-category-5e-gige-s-utp-high-flex-ethernet-assembly-gige-rj45-10m
TRG515-P6D-1M | Category 5e GigE S/UTP High Flex Ethernet Assembly, GigE / RJ45, 1M | 82.815 | https://www.l-com.cn/ethernet-category-5e-gige-s-utp-high-flex-ethernet-assembly-gige-rj45-1m
TRG515-P6D-4M | Category 5e GigE S/UTP High Flex Ethernet Assembly, GigE / RJ45, 4M | 146.7278 | https://www.l-com.cn/ethernet-category-5e-gige-s-utp-high-flex-ethernet-assembly-gige-rj45-4m
TRG515-P6D-6M | Category 5e GigE S/UTP High Flex Ethernet Assembly, GigE / RJ45, 6M | 204.67 | https://www.l-com.cn/ethernet-category-5e-gige-s-utp-high-flex-ethernet-assembly-gige-rj45-6m
TRG516-P6D-5M | Category 5e GigE S/UTP High Flex Ethernet Assembly, GigE / GigE, 5M | 153.38 | https://www.l-com.cn/ethernet-category-5e-gige-s-utp-high-flex-ethernet-assembly-gige-gige-5m
TRG607-T6T-1M | 超6类M12 8针X编码SF/UTP工业级线缆，M12公头/M12公头，1米 | 227.36 | https://www.l-com.cn/ethernet-category-6a-m12-8-position-x-code-double-shielded-industrial-cable-m12-m-m12-m-10m
TRG615-T6T-1M | 超6类GigE SF/UTP高柔性以太网线缆，GigE/M12 X编码公头，1米 | 175.79 | https://www.l-com.cn/ethernet-category-6a-gige-double-shielded-high-flex-ethernet-cable-gige-m12-x-code-male-1m
TRG615-T6T-2M | 超6类GigE SF/UTP高柔性以太网线缆，GigE/M12 X编码公头，2米 | 157.87 | https://www.l-com.cn/ethernet-category-6a-gige-double-shielded-high-flex-ethernet-cable-gige-m12-x-code-male-2m
TRG615-T6T-3M | 超6类GigE SF/UTP高柔性以太网线缆，GigE/M12 X编码公头，3米 | 192.77 | https://www.l-com.cn/ethernet-category-6a-gige-double-shielded-high-flex-ethernet-cable-gige-m12-x-code-male-3m
TRG615-T6T-5M | 超6类GigE SF/UTP高柔性以太网线缆，GigE/M12 X编码公头，5米 | 265.03 | https://www.l-com.cn/ethernet-category-6a-gige-double-shielded-high-flex-ethernet-cable-gige-m12-x-code-male-5m
TRG617-T6T-3M | 超6类GigE SF/UTP高柔性以太网线缆，GigE/RJ45，3米 | 86.6577 | https://www.l-com.cn/ethernet-category-6a-gige-double-shielded-high-flex-ethernet-cable-gige-rj45-3m
TRG617-T6T-5M | 超6类GigE SF/UTP高柔性以太网线缆，GigE/RJ45，5米 | 142.23 | https://www.l-com.cn/ethernet-category-6a-gige-double-shielded-high-flex-ethernet-cable-gige-rj45-5m
TRG677-MFC-10F | IP67级加固型6类线缆，带防尘帽铝镉表面处理10针Mighty Mouse母头至RJ45公头，F/UTP铝箔屏蔽，PVC，黑，10.0英尺（3.0米） | 4770.6041 | https://www.l-com.cn/ip67-rugged-category-6-assembly-mighty-mouse-10-pin-female-al-cadmium-dust-cap-rj45-plug-f-utp-foil-shielded-pvc-black-10.0f-trg677-mfc-10f
TRG677-MFC-1F | IP67级加固型6类线缆，带防尘帽铝镉表面处理10针Mighty Mouse母头至RJ45公头，F/UTP铝箔屏蔽，PVC，黑，1.0英尺（0.3米） | 4416.9404 | https://www.l-com.cn/ip67-rugged-category-6-assembly-mighty-mouse-10-pin-female-al-cadmium-dust-cap-rj45-plug-f-utp-foil-shielded-pvc-black-1.0f-trg677-mfc-1f
TRG677-MMC-1F | IP67级加固型6类线缆，带防尘帽铝镉表面处理10针Mighty Mouse公头至RJ45公头，F/UTP铝箔屏蔽，PVC，黑，1.0英尺（0.3米） | 3609.9043 | https://www.l-com.cn/ip67-rugged-category-6-assembly-mighty-mouse-10-pin-male-al-cadmium-dust-cap-rj45-plug-f-utp-foil-shielded-pvc-black-1.0f-trg677-mmc-1f
TRG677-MMC-3F | IP67级加固型6类线缆，带防尘帽铝镉表面处理10针Mighty Mouse公头至RJ45公头，F/UTP铝箔屏蔽，PVC，黑，3.0英尺（0.9米） | 3777.2183 | https://www.l-com.cn/ip67-rugged-category-6-assembly-mighty-mouse-10-pin-male-al-cadmium-dust-cap-rj45-plug-f-utp-foil-shielded-pvc-black-3.0f-trg677-mmc-3f
TRG677-MMC-5F | IP67级加固型6类线缆，带防尘帽铝镉表面处理10针Mighty Mouse公头至RJ45公头，F/UTP铝箔屏蔽，PVC，黑，5.0英尺（1.5米） | 3870.5151 | https://www.l-com.cn/ip67-rugged-category-6-assembly-mighty-mouse-10-pin-male-al-cadmium-dust-cap-rj45-plug-f-utp-foil-shielded-pvc-black-5.0f-trg677-mmc-5f
TRG695AHF1-05M | 超6类线缆，IP67级RJ45至RJ45，SF/UTP双屏蔽，26AWG多股， 高柔性工业级户外CMX阻燃级FR-TPE，青，0.5米 | 79.56 | https://www.l-com.cn/category-6a-assembly-ip67-rj45-rj45-sf-utp-double-shielded-26awg-stranded-high-flex-industrial-outdoor-cmx-rated-fr-tpe-teal-0.5m-trg695ahf1-05m
TRG695AHF1-10M | IP67防水 RJ45 超六类 双屏蔽 CMX阻燃等级 高柔 10.0米 | 344.1946 | https://www.l-com.cn/IP67RJ45-RJ45-C6A-SF-UTP-TPE-TEL-FHX-10M
TRG695AHF1-1M | 超6类线缆，IP67级RJ45至RJ45，SF/UTP双屏蔽，26AWG多股， 高柔性工业级户外CMX阻燃级FR-TPE，青，1米 | 95.06 | https://www.l-com.cn/category-6a-assembly-ip67-rj45-rj45-sf-utp-double-shielded-26awg-stranded-high-flex-industrial-outdoor-cmx-rated-fr-tpe-teal-1.0m-trg695ahf1-1m
TRG695AHF1-2M | 超6类线缆，IP67级RJ45至RJ45，SF/UTP双屏蔽，26AWG多股， 高柔性工业级户外CMX阻燃级FR-TPE，青，2米 | 170.26 | https://www.l-com.cn/category-6a-assembly-ip67-rj45-rj45-sf-utp-double-shielded-26awg-stranded-high-flex-industrial-outdoor-cmx-rated-fr-tpe-teal-2.0m-trg695ahf1-2m
TRG695AHF1-3M | 超6类线缆，IP67级RJ45至RJ45，SF/UTP双屏蔽，26AWG多股， 高柔性工业级户外CMX阻燃级FR-TPE，青，3米 | 159.04 | https://www.l-com.cn/category-6a-assembly-ip67-rj45-rj45-sf-utp-double-shielded-26awg-stranded-high-flex-industrial-outdoor-cmx-rated-fr-tpe-teal-3.0m-trg695ahf1-3m
TRG695AHF2-05M | 超6类线缆，IP67级RJ45至IP67级RJ45，SF/UTP双屏蔽 26AWG多股，高柔性工业级户外CMX阻燃级FR-TPE，青，0.5米 | 162.38 | https://www.l-com.cn/category-6a-assembly-ip67-rj45-ip67-rj45-sf-utp-double-shielded-26awg-stranded-high-flex-industrial-outdoor-cmx-fr-tpe-teal-0.5m-trg695ahf2-05m
TRG695AHF2-10M | 超6类线缆，IP67级RJ45至IP67级RJ45，SF/UTP双屏蔽 26AWG多股，高柔性工业级户外CMX阻燃级FR-TPE，青，10米 | 467.12 | https://www.l-com.cn/category-6a-assembly-ip67-rj45-ip67-rj45-sf-utp-double-shielded-26awg-stranded-high-flex-industrial-outdoor-cmx-fr-tpe-teal-10.0m-trg695ahf2-10m
TRG695AHF2-1M | 超6类线缆，IP67级RJ45至IP67级RJ45，SF/UTP双屏蔽 26AWG多股，高柔性工业级户外CMX阻燃级FR-TPE，青，1米 | 183.19 | https://www.l-com.cn/category-6a-assembly-ip67-rj45-ip67-rj45-sf-utp-double-shielded-26awg-stranded-high-flex-industrial-outdoor-cmx-fr-tpe-teal-1.0m-trg695ahf2-1m
TRG695AHF2-2M | 超6类线缆，IP67级RJ45至IP67级RJ45，SF/UTP双屏蔽 26AWG多股，高柔性工业级户外CMX阻燃级FR-TPE，青，2米 | 144.66 | https://www.l-com.cn/category-6a-assembly-ip67-rj45-ip67-rj45-sf-utp-double-shielded-26awg-stranded-high-flex-industrial-outdoor-cmx-fr-tpe-teal-2.0m-trg695ahf2-2m
TRG695AHF2-3M | 超6类线缆，IP67级RJ45至IP67级RJ45，SF/UTP双屏蔽 26AWG多股，高柔性工业级户外CMX阻燃级FR-TPE，青，3米 | 252.79 | https://www.l-com.cn/category-6a-assembly-ip67-rj45-ip67-rj45-sf-utp-double-shielded-26awg-stranded-high-flex-industrial-outdoor-cmx-fr-tpe-teal-3.0m-trg695ahf2-3m
TRG695AHF2-5M | 超6类线缆，IP67级RJ45至IP67级RJ45，SF/UTP双屏蔽 26AWG多股，高柔性工业级户外CMX阻燃级FR-TPE，青，5米 | 317.96 | https://www.l-com.cn/category-6a-assembly-ip67-rj45-ip67-rj45-sf-utp-double-shielded-26awg-stranded-high-flex-industrial-outdoor-cmx-fr-tpe-teal-5.0m-trg695ahf2-5m
TRG795MZ-03 | Category 7 S/FTP Die-Cast RJ45 Zero-Halogen TPU Jacket GigE Patch Cable, BLK, 3.0m | 241.3725 | https://www.l-com.cn/ethernet-category-7-s-ftp-die-cast-rj45-zero-halogen-outdoor-tpu-jacket-gige-capable-assembly-blk-30m
TRG795MZ-05 | Category 7 S/FTP Die-Cast RJ45 Zero-Halogen TPU Jacket GigE Patch Cable, BLK, 5.0m | 285.8829 | https://www.l-com.cn/ethernet-category-7-s-ftp-die-cast-rj45-zero-halogen-outdoor-tpu-jacket-gige-capable-assembly-blk-50m
TRG820-C2Y-2M | Brad® Ultra-Lock® M12线缆，5针，A编码，IP69K级，公头/预剥线，22AWG，PVC，黄，2米 | 100.4256 | https://www.l-com.cn/ethernet-brad-ultra-lock-m12-cable-5-pole-a-code-ip69k-rated-male-to-pigtail-22awg-pvc-ylw-20m
TRG820-C2Y-5M | Brad® Ultra-Lock® M12线缆，5针，A编码，IP69K级，公头/预剥线，22AWG，PVC，黄，5米 | 131.4364 | https://www.l-com.cn/ethernet-brad-ultra-lock-m12-cable-5-pole-a-code-ip69k-rated-male-to-pigtail-22awg-pvc-ylw-50m
TRG821-C2Y-2M | Brad® Ultra-Lock® M12线缆，5针，A编码，IP69K级，母头/预剥线，22AWG，PVC，黄，2米 | 128.2417 | https://www.l-com.cn/ethernet-brad-ultra-lock-m12-cable-5-pole-a-code-ip69k-rated-female-to-pigtail-22awg-pvc-ylw-20m
TRG821-C2Y-5M | Brad® Ultra-Lock® M12线缆，5针，A编码，IP69K级，母头/预剥线，22AWG，PVC，黄，5米 | 135.5112 | https://www.l-com.cn/ethernet-brad-ultra-lock-m12-cable-5-pole-a-code-ip69k-rated-female-to-pigtail-22awg-pvc-ylw-50m
TRG823-C2Y-5M | Brad® Ultra-Lock® M12线缆，5针，A编码，IP69K级，公头/母头，22AWG，PVC，黄，5米 | 198.5544 | https://www.l-com.cn/ethernet-brad-ultra-lock-m12-cable-5-pole-a-code-ip69k-rated-male-to-female-22awg-pvc-ylw-50m
TRG829-MFZ-10F | IP67级加固型超5类线缆，带防尘帽铝镉表面处理10针Mighty Mouse母头至RJ45公头，SF/UTP双屏蔽，低烟无卤，黑，10.0英尺（3.0米） | 4413.4121 | https://www.l-com.cn/ip67-rugged-category-5e-cable-mighty-mouse-10-pin-female-al-cadmium-dust-cap-rj45-plug-sf-utp-double-shielded-lszh-black-10.0f-trg829-mfz-10f
TRG829-MFZ-1F | IP67级加固型超5类线缆，带防尘帽铝镉表面处理10针Mighty Mouse母头至RJ45公头，SF/UTP双屏蔽，低烟无卤，黑，1.0英尺（0.3米） | 3701.511 | https://www.l-com.cn/ip67-rugged-category-5e-cable-mighty-mouse-10-pin-female-al-cadmium-dust-cap-rj45-plug-sf-utp-double-shielded-lszh-black-1.0f-trg829-mfz-1f
TRG829-MMZ-10F | IP67级加固型超5类线缆，带防尘帽铝镉表面处理10针Mighty Mouse公头至RJ45公头，SF/UTP双屏蔽，低烟无卤，黑，10.0英尺（3.0米） | 4524.1764 | https://www.l-com.cn/ip67-rugged-category-5e-cable-mighty-mouse-10-pin-male-al-cadmium-dust-cap-rj45-plug-sf-utp-double-shielded-lszh-black-10.0f-trg829-mmz-10f
TRG829-MMZ-1F | IP67级加固型超5类线缆，带防尘帽铝镉表面处理10针Mighty Mouse公头至RJ45公头，SF/UTP双屏蔽，低烟无卤，黑，1.0英尺（0.3米） | 3812.2405 | https://www.l-com.cn/ip67-rugged-category-5e-cable-mighty-mouse-10-pin-male-al-cadmium-dust-cap-rj45-plug-sf-utp-double-shielded-lszh-black-1.0f-trg829-mmz-1f
TRG829-MMZ-3F | IP67级加固型超5类线缆，带防尘帽铝镉表面处理10针Mighty Mouse公头至RJ45公头，SF/UTP双屏蔽，低烟无卤，黑，3.0英尺（0.9米） | 4009.3931 | https://www.l-com.cn/ip67-rugged-category-5e-cable-mighty-mouse-10-pin-male-al-cadmium-dust-cap-rj45-plug-sf-utp-double-shielded-lszh-black-3.0f-trg829-mmz-3f
TRG829-MMZ-5F | IP67级加固型超5类线缆，带防尘帽铝镉表面处理10针Mighty Mouse公头至RJ45公头，SF/UTP双屏蔽，低烟无卤，黑，5.0英尺（1.5米） | 4130.8819 | https://www.l-com.cn/ip67-rugged-category-5e-cable-mighty-mouse-10-pin-male-al-cadmium-dust-cap-rj45-plug-sf-utp-double-shielded-lszh-black-5.0f-trg829-mmz-5f
TRG883-P4B-10M | M12 8 Position A-code Industrial Outdoor Assembly, PUR Jacket, M/F, Black, 10.0M | 156.8 | https://www.l-com.cn/ethernet-m12-8-position-a-code-industrial-outdoor-assembly-pur-jacket-m-f-black-100m
TRGPA401-05M | Profinet A类5e以太网电缆， RJ45至RJ45， SF / UTP双屏蔽22AWG单股导体工业室外用，PLTC标准，TPE绿色 ，0.5米 | 93.5088 | https://www.l-com.cn/profinet-type-a-category-5e-ethernet-cable-rj45-to-rj45-sf-utp-double-shielded-22awg-solid-industrial-outdoor-pltc-rated-tpe-green-05m
TRGPA401-10M | Profinet A类5e以太网电缆， RJ45至RJ45， SF / UTP双屏蔽22AWG单股导体工业室外用，PLTC标准，TPE绿色 ，10米 | 264.235 | https://www.l-com.cn/profinet-type-a-category-5e-ethernet-cable-rj45-to-rj45-sf-utp-double-shielded-22awg-solid-industrial-outdoor-pltc-rated-tpe-green-100m
TRGPA401-2M | Profinet A类5e以太网电缆， RJ45至RJ45， SF / UTP双屏蔽22AWG单股导体工业室外用，PLTC标准，TPE绿色 ，2米 | 120.0575 | https://www.l-com.cn/profinet-type-a-category-5e-ethernet-cable-rj45-to-rj45-sf-utp-double-shielded-22awg-solid-industrial-outdoor-pltc-rated-tpe-green-20m
TRGPA401-3M | Profinet A类5e以太网电缆， RJ45至RJ45， SF / UTP双屏蔽22AWG单股导体工业室外用，PLTC标准，TPE绿色 ，3米 | 127.1516 | https://www.l-com.cn/profinet-type-a-category-5e-ethernet-cable-rj45-to-rj45-sf-utp-double-shielded-22awg-solid-industrial-outdoor-pltc-rated-tpe-green-30m
TRGPA401-5M | Profinet A类5e以太网电缆， RJ45至RJ45， SF / UTP双屏蔽22AWG单股导体工业室外用，PLTC标准，TPE绿色 ，5米 | 174.1819 | https://www.l-com.cn/profinet-type-a-category-5e-ethernet-cable-rj45-to-rj45-sf-utp-double-shielded-22awg-solid-industrial-outdoor-pltc-rated-tpe-green-50m
TRGPA402-05M | Profinet A类5e电缆，IP67 M12 D-Code公头至 SF / UTP RJ45 插头，双屏蔽22AWG单股导体工业室外用，PLTC标准， TPE绿色，0.5米 | 311.3573 | https://www.l-com.cn/profinet-type-a-category-5e-cable-ip67-m12-d-code-male-to-rj45-sf-utp-double-shielded-22awg-solid-industrial-outdoor-pltc-tpe-green-05m
TRGPA402-10M | Profinet A类5e电缆，IP67 M12 D-Code公头至 SF / UTP RJ45 插头，双屏蔽22AWG单股导体工业室外用，PLTC标准， TPE绿色，10米 | 461.7941 | https://www.l-com.cn/profinet-type-a-category-5e-cable-ip67-m12-d-code-male-to-rj45-sf-utp-double-shielded-22awg-solid-industrial-outdoor-pltc-tpe-green-100m
TRGPA402-1M | Profinet A类5e电缆，IP67 M12 D-Code公头至 SF / UTP RJ45 插头，双屏蔽22AWG单股导体工业室外用，PLTC标准， TPE绿色，1米 | 283.5123 | https://www.l-com.cn/profinet-type-a-category-5e-cable-ip67-m12-d-code-male-to-rj45-sf-utp-double-shielded-22awg-solid-industrial-outdoor-pltc-tpe-green-10m
TRGPA402-2M | Profinet A类5e电缆，IP67 M12 D-Code公头至 SF / UTP RJ45 插头，双屏蔽22AWG单股导体工业室外用，PLTC标准， TPE绿色，2米 | 289.6874 | https://www.l-com.cn/profinet-type-a-category-5e-cable-ip67-m12-d-code-male-to-rj45-sf-utp-double-shielded-22awg-solid-industrial-outdoor-pltc-tpe-green-20m
TRGPA402-3M | Profinet A类5e电缆，IP67 M12 D-Code公头至 SF / UTP RJ45 插头，双屏蔽22AWG单股导体工业室外用，PLTC标准， TPE绿色，3米 | 309.3631 | https://www.l-com.cn/profinet-type-a-category-5e-cable-ip67-m12-d-code-male-to-rj45-sf-utp-double-shielded-22awg-solid-industrial-outdoor-pltc-tpe-green-30m
TRGPA402-5M | Profinet A类5e电缆，IP67 M12 D-Code公头至 SF / UTP RJ45 插头，双屏蔽22AWG单股导体工业室外用，PLTC标准， TPE绿色，5米 | 366.071 | https://www.l-com.cn/profinet-type-a-category-5e-cable-ip67-m12-d-code-male-to-rj45-sf-utp-double-shielded-22awg-solid-industrial-outdoor-pltc-tpe-green-50m
TRGPA403-05M | Profinet A类5e电缆，IP67 M12 D-Code母头至 SF / UTP RJ45 插头， 双屏蔽22AWG单股导体工业室外用，PLTC标准， TPE绿色，0.5米 | 293.5278 | https://www.l-com.cn/profinet-type-a-category-5e-cable-ip67-m12-d-code-female-to-rj45-sf-utp-double-shielded-22awg-solid-industrial-outdoor-pltc-tpe-green-05m
TRGPA403-10M | Profinet A类5e电缆，IP67 M12 D-Code母头至 SF / UTP RJ45 插头， 双屏蔽22AWG单股导体工业室外用，PLTC标准， TPE绿色，10米 | 463.5045 | https://www.l-com.cn/profinet-type-a-category-5e-cable-ip67-m12-d-code-female-to-rj45-sf-utp-double-shielded-22awg-solid-industrial-outdoor-pltc-tpe-green-100m
TRGPA403-1M | Profinet A类5e电缆，IP67 M12 D-Code母头至 SF / UTP RJ45 插头， 双屏蔽22AWG单股导体工业室外用，PLTC标准， TPE绿色，1米 | 299.8 | https://www.l-com.cn/profinet-type-a-category-5e-cable-ip67-m12-d-code-female-to-rj45-sf-utp-double-shielded-22awg-solid-industrial-outdoor-pltc-tpe-green-10m
TRGPA403-2M | Profinet A类5e电缆，IP67 M12 D-Code母头至 SF / UTP RJ45 插头， 双屏蔽22AWG单股导体工业室外用，PLTC标准， TPE绿色，2米 | 318.6051 | https://www.l-com.cn/profinet-type-a-category-5e-cable-ip67-m12-d-code-female-to-rj45-sf-utp-double-shielded-22awg-solid-industrial-outdoor-pltc-tpe-green-20m
TRGPA403-3M | Profinet A类5e电缆，IP67 M12 D-Code母头至 SF / UTP RJ45 插头， 双屏蔽22AWG单股导体工业室外用，PLTC标准， TPE绿色，3米 | 339.5938 | https://www.l-com.cn/profinet-type-a-category-5e-cable-ip67-m12-d-code-female-to-rj45-sf-utp-double-shielded-22awg-solid-industrial-outdoor-pltc-tpe-green-30m
TRGPA403-5M | Profinet A类5e电缆，IP67 M12 D-Code母头至 SF / UTP RJ45 插头， 双屏蔽22AWG单股导体工业室外用，PLTC标准， TPE绿色，5米 | 369.0948 | https://www.l-com.cn/profinet-type-a-category-5e-cable-ip67-m12-d-code-female-to-rj45-sf-utp-double-shielded-22awg-solid-industrial-outdoor-pltc-tpe-green-50m
TRGPA404-05M | Profinet A类5e电缆，IP67 M12 D-Code公头至 SF / UTP 公头双屏蔽22AWG单股导体工业室外用，PLTC标准， TPE绿色，0.5米 | 459.3889 | https://www.l-com.cn/profinet-type-a-category-5e-cable-ip67-m12-d-code-male-to-male-sf-utp-double-shielded-22awg-solid-industrial-outdoor-pltc-tpe-green-05m
TRGPA404-10M | Profinet A类5e电缆，IP67 M12 D-Code公头至 SF / UTP 公头双屏蔽22AWG单股导体工业室外用，PLTC标准， TPE绿色，10米 | 645.741 | https://www.l-com.cn/profinet-type-a-category-5e-cable-ip67-m12-d-code-male-to-male-sf-utp-double-shielded-22awg-solid-industrial-outdoor-pltc-tpe-green-100m
TRGPA404-1M | Profinet A类5e电缆，IP67 M12 D-Code公头至 SF / UTP 公头双屏蔽22AWG单股导体工业室外用，PLTC标准， TPE绿色，1米 | 468.0812 | https://www.l-com.cn/profinet-type-a-category-5e-cable-ip67-m12-d-code-male-to-male-sf-utp-double-shielded-22awg-solid-industrial-outdoor-pltc-tpe-green-10m
TRGPA404-2M | Profinet A类5e电缆，IP67 M12 D-Code公头至 SF / UTP 公头双屏蔽22AWG单股导体工业室外用，PLTC标准， TPE绿色，2米 | 485.4267 | https://www.l-com.cn/profinet-type-a-category-5e-cable-ip67-m12-d-code-male-to-male-sf-utp-double-shielded-22awg-solid-industrial-outdoor-pltc-tpe-green-20m
TRGPA404-3M | Profinet A类5e电缆，IP67 M12 D-Code公头至 SF / UTP 公头双屏蔽22AWG单股导体工业室外用，PLTC标准， TPE绿色，3米 | 505.6078 | https://www.l-com.cn/profinet-type-a-category-5e-cable-ip67-m12-d-code-male-to-male-sf-utp-double-shielded-22awg-solid-industrial-outdoor-pltc-tpe-green-30m
TRGPA404-5M | Profinet A类5e电缆，IP67 M12 D-Code公头至 SF / UTP 公头双屏蔽22AWG单股导体工业室外用，PLTC标准， TPE绿色，5米 | 537.8231 | https://www.l-com.cn/profinet-type-a-category-5e-cable-ip67-m12-d-code-male-to-male-sf-utp-double-shielded-22awg-solid-industrial-outdoor-pltc-tpe-green-50m
TRGPA405-05M | Profinet A类5e电缆，IP67 M12 D-Code公头至 SF / UTP 母头双屏蔽22AWG单股导体工业室外用，PLTC标准， TPE绿色，0.5米 | 503.6915 | https://www.l-com.cn/profinet-type-a-category-5e-cable-ip67-m12-d-code-male-to-female-sf-utp-double-shielded-22awg-solid-industrial-outdoor-pltc-tpe-green-05m
TRGPA405-10M | Profinet A类5e电缆，IP67 M12 D-Code公头至 SF / UTP 母头双屏蔽22AWG单股导体工业室外用，PLTC标准， TPE绿色，10米 | 674.5289 | https://www.l-com.cn/profinet-type-a-category-5e-cable-ip67-m12-d-code-male-to-female-sf-utp-double-shielded-22awg-solid-industrial-outdoor-pltc-tpe-green-100m
TRGPA405-1M | Profinet A类5e电缆，IP67 M12 D-Code公头至 SF / UTP 母头双屏蔽22AWG单股导体工业室外用，PLTC标准， TPE绿色，1米 | 511.0085 | https://www.l-com.cn/profinet-type-a-category-5e-cable-ip67-m12-d-code-male-to-female-sf-utp-double-shielded-22awg-solid-industrial-outdoor-pltc-tpe-green-10m
TRGPA405-2M | Profinet A类5e电缆，IP67 M12 D-Code公头至 SF / UTP 母头双屏蔽22AWG单股导体工业室外用，PLTC标准， TPE绿色，2米 | 530.4239 | https://www.l-com.cn/profinet-type-a-category-5e-cable-ip67-m12-d-code-male-to-female-sf-utp-double-shielded-22awg-solid-industrial-outdoor-pltc-tpe-green-20m
TRGPA405-3M | Profinet A类5e电缆，IP67 M12 D-Code公头至 SF / UTP 母头双屏蔽22AWG单股导体工业室外用，PLTC标准， TPE绿色，3米 | 569.2925 | https://www.l-com.cn/profinet-type-a-category-5e-cable-ip67-m12-d-code-male-to-female-sf-utp-double-shielded-22awg-solid-industrial-outdoor-pltc-tpe-green-30m
TRGPA405-5M | Profinet A类5e电缆，IP67 M12 D-Code公头至 SF / UTP 母头双屏蔽22AWG单股导体工业室外用，PLTC标准， TPE绿色，5米 | 600.746 | https://www.l-com.cn/profinet-type-a-category-5e-cable-ip67-m12-d-code-male-to-female-sf-utp-double-shielded-22awg-solid-industrial-outdoor-pltc-tpe-green-50m
TSC9720 | 100欧姆（T1）屏蔽散装线缆，2对，PVC护套，1000英尺（305米）圈装 | 2099.922 | https://www.l-com.cn/ethernet-2-100-ohm-t1-shielded-pair-1000-ft-pvc-reel
TS-CSM | CSM系列组件的4-40备用螺钉，10个/袋 | 7.53 | https://www.l-com.cn/d-sub-replacement-4-40-screws-for-csm-assemblies-10pcs-pack
TSFC6-BLK-1000F | 6类以太网散装线缆，分别单独屏蔽的双绞线之外进一步裹敷编织屏蔽层（S/FTP），RJ45公头/插头，26AWG多股导线，CMG阻燃级PVC护套，黑，1000英尺（304.8米） | 1615.035 | https://www.l-com.cn/category-6-ethernet-bulk-cable-s-ftp-braid-w-individually-shielded-pairs-rj45-male-plug-26awg-stranded-cmg-pvc-black-10000f
TSFC6-GRY-1000F | 6类以太网散装线缆，分别单独屏蔽的双绞线之外进一步裹敷编织屏蔽层（S/FTP），RJ45公头/插头，26AWG多股导线，CMG阻燃级PVC护套，灰，1000英尺（305.8米） | 1020.96 | https://www.l-com.cn/category-6-ethernet-bulk-cable-s-ftp-braid-w-individually-shielded-pairs-rj45-male-plug-26awg-stranded-cmg-pvc-gray-10000f
TSP3046R | 水晶头,RJ11 (6x4), 径向接入,袋装, 100只/袋 | 68.5759 | https://www.l-com.cn/ethernet-modular-plug-rj11-6x4-radius-entry-pkg-100
TSP3088 | 水晶头，RJ45（8x8），矩形入口，100个/袋 | 126.8963 | https://www.l-com.cn/ethernet-modular-plug-rj45-8x8-rectangular-entry-pkg-100
TSP3788C5S | 水晶头，RJ45（8×8），5类/超5类，屏蔽，带后壳，袋装出售 | 203.9167 | https://www.l-com.cn/ethernet-modular-plug-rj458x8-category-5-5e-shielded-rear-housing-pkg
TSP4088C5 | 水晶头，RJ45（8x8）高性能5类/超5类，50个/袋 | 205 | https://www.l-com.cn/ethernet-modular-plug-rj458x8high-performance-cat5-5e-pkg-50
TSP4088C5S | 水晶头，RJ45（8x8）5类/超5类屏蔽式，50个/袋 | 212.355 | https://www.l-com.cn/ethernet-modular-plug-rj458x8-category-5-5e-shielded-pkg-50
TSP4288C6 | 6类RJ45压接插头（8X8），带load bar/分线器 | 138.7152 | https://www.l-com.cn/ethernet-category-6-rj45-crimp-plug-8x8-integrated-load-bar-pair-separator
TSP4388C6 | 非屏蔽6类RJ45插头（8×8），压接型 | 125.7492 | https://www.l-com.cn/ethernet-cat6-rated-rj45-crimp-plug-8x8-non-shielded
TSP6088 | 超6类RJ45插头（8×8），带护套，100件/袋 | 313.236 | https://www.l-com.cn/ethernet-category-6a-rj45-plug-8x8-w-boot-pkg-100
TSP6188S | 屏蔽超6类RJ45插头（8×8），用于小外径导线，1件/袋 | 10.2778 | https://www.l-com.cn/ethernet-shielded-category-6a-rj45-plug-8x8-for-small-od-conductors-pkg-single
TSP6188S-25 | 屏蔽超6类RJ45插头（8×8），用于小外径导线，25件/袋 | 155.628 | https://www.l-com.cn/ethernet-shielded-category-6a-rj45-plug-8x8-for-small-od-conductors-pkg-25
TSP6188S-50 | 屏蔽超6类RJ45插头（8×8），用于小外径导线，50件/袋 | 318.1702 | https://www.l-com.cn/ethernet-shielded-category-6a-rj45-plug-8x8-for-small-od-conductors-pkg-50
TSP6AU | 超6类RJ45插头（8×8），长款，1件/袋 | 5.537 | https://www.l-com.cn/ethernet-category-6a-rj45-plug-8x8-long-body-pkg-single
TSP6AU-25 | 超6类RJ45插头（8×8），长款，25件/袋 | 90.6444 | https://www.l-com.cn/ethernet-category-6a-rj45-plug-8x8-long-body-pkg-25
TSP8048C5S-10PK | 6类屏蔽式水晶头，RJ45（8x8），用于大外径导线，10/袋 | 232.0865 | https://www.l-com.cn/ethernet-cat-6-shielded-modular-plug-rj45-8x8-for-large-od-conductors-pkg-10
TSP8048C6AS | 屏蔽超6类RJ45插头（8×8），用于大外径导线，1件/袋 | 15.6474 | https://www.l-com.cn/ethernet-shielded-category-6a-rj45-plug-8x8-for-large-od-conductors-pkg-single
TSP8048C6AS-25PK | 屏蔽超6类RJ45插头（8×8），用于大外径导线，25件/袋 | 316.7859 | https://www.l-com.cn/ethernet-shielded-category-6a-rj45-plug-8x8-for-large-od-conductors-pkg-25
TSPFTC6A | 超6类RJ45现场端接公头，非屏蔽，23~26AWG，PoE+级 | 9.1872 | https://www.l-com.cn/category-6a-rj45-field-termination-plug-unscreened-23-26awg-poe-plus-rated-tspftc6a
TSPFTC6ASJ | 现场端接型超6类RJ45插座 | 23.2928 | https://www.l-com.cn/ethernet-field-terminable-cat-6a-rj45-jack
TSPFTPFNS | Profinet屏蔽RJ45现场端接公头，22~23AWG，PoE+级 | 16.3944 | https://www.l-com.cn/profinet-shielded-rj45-field-termination-plug-22-23awg-poe-plus-rated-tspftpfns
TSPFTPFNS-RA | Profinet弯角型屏蔽RJ45现场端接公头，22~23AWG，PoE+级 | 20.4336 | https://www.l-com.cn/profinet-angled-shielded-rj45-field-termination-plug-22-23awg-poe-plus-rated-tspftpfns-ra
TS-SCSI3 | 2-56 SCSI-3备用翼形螺丝，10枚/袋 | 7.43 | https://www.l-com.cn/firewire-din-scsi-sata-2-56-scsi-3-replacement-thumbscrews-10-pack
TUBEXP-0.125 | 涤纶膨胀编织套管，1/8，100ft/30.4m线轴包装 | 24.1452 | https://www.l-com.cn/d-sub-polyester-expandable-braid-sleeving-1-8-100-ft-spool
TUBEXP-0.25 | 涤纶膨胀编织套管，1/4，100ft/30.4m线轴包装 | 31 | https://www.l-com.cn/d-sub-polyester-expandable-braid-sleeving-1-4-100-ft-spool
TUBEXP-0.5 | 涤纶膨胀编织套管，1/2，100ft/30.4m线轴包装 | 50 | https://www.l-com.cn/d-sub-polyester-expandable-braid-sleeving-1-2-100-ft-spool
TUBSPLT-0.25 | 尼龙有缝波纹套管，1/4英寸（6.4毫米），100英尺（30.5米）卷轴 | 170.28 | https://www.l-com.cn/d-sub-nylon-split-loom-tubing-1-4-100-ft-spool
TUBSWT-0.125 | 聚乙烯螺旋缠绕套管，1/8英寸（3.2毫米），100英尺（30.5米）卷轴 | 201.168 | https://www.l-com.cn/d-sub-polyethylene-spiral-wrap-tubing-1-8-100-ft-spool
TUBSWT-0.25 | 聚乙烯螺旋缠绕套管，1/4英寸（6.4毫米），100英尺（30.5米）卷轴 | 261.69 | https://www.l-com.cn/d-sub-polyethylene-spiral-wrap-tubing-1-4-100-ft-spool
U1A00002-1M | USB 3.1 Type C Gen 2 M/M 10 Gbps 1M | 56.9214 | https://www.l-com.cn/usb-usb-31-type-c-gen-2-m-m-10-gbps-1m
U1A00003-03M | USB 3.1 LSZH Type C Gen 2 M/M 10Gbps 0.3M | 106.5216 | https://www.l-com.cn/usb-usb-31-lszh-type-c-gen-2-m-m-10gbps-03m
U1A00003-05M | USB 3.1 LSZH Type C Gen 2 M/M 10 Gbps 0.5M | 109.9388 | https://www.l-com.cn/usb-usb-31-lszh-type-c-gen-2-m-m-10-gbps-05m
U1A00003-1M | USB 3.1 LSZH Type C Gen 2 M/M 10 Gbps 1M | 110.3201 | https://www.l-com.cn/usb-usb-31-lszh-type-c-gen-2-m-m-10-gbps-1m
U2 | 19英寸（48.3厘米）架装搁板，2U | 667.1888 | https://www.l-com.cn/patch-panel-server-rack-19-rack-mountable-shelf-2u
U2A00007-72I | USB线缆，面板安装式A型母头/90度下出线A型公头，72英寸（182.9厘米） | 17.29 | https://www.l-com.cn/usb-usb-a-female-panel-mount-to-type-a-male-90-degree-down-72
U2A00009-2M | 防水USB线缆组件，A型/A型，2米 | 30.72 | https://www.l-com.cn/usb-waterproof-usb-type-a-a-cable-assembly-2m
U2A00009-3M | 防水USB线缆组件，A型/A型，3米 | 32.75 | https://www.l-com.cn/usb-waterproof-usb-type-a-a-cable-assembly-3m
U2A00015-05M | LSZH USB Cables with Ferrites Type A-A 0.5M | 13.525 | https://www.l-com.cn/usb-lszh-usb-cables-with-ferrites-type-a-a-05m
U2A00015-1M | LSZH USB Cables with Ferrites Type A-A 1M | 14.755 | https://www.l-com.cn/usb-lszh-usb-cables-with-ferrites-type-a-a-1m
U2A00015-2M | LSZH USB Cables with Ferrites Type A-A 2M | 20.24 | https://www.l-com.cn/usb-lszh-usb-cables-with-ferrites-type-a-a-2m
U2A00015-3M | LSZH USB Cables with Ferrites Type A-A 3M | 25.98 | https://www.l-com.cn/usb-lszh-usb-cables-with-ferrites-type-a-a-3m
U2A00016-2M | LSZH USB Cable with Ferrites Type A-B 2M | 21.33 | https://www.l-com.cn/usb-lszh-usb-cable-with-ferrites-type-a-b-2m
U2A00017-03M | LSZH USB cable with Ferrites Type A male to Type A Female 0.3M | 18.415 | https://www.l-com.cn/usb-lszh-usb-cable-with-ferrites-type-a-male-to-type-a-female-03m
U2A00017-1M | LSZH USB cable with Ferrites Type A male to Type A Female 1M | 21.17 | https://www.l-com.cn/usb-lszh-usb-cable-with-ferrites-type-a-male-to-type-a-female-1m
U2A00017-3M | LSZH USB cable with Ferrites Type A male to Type A Female 3M | 27.38 | https://www.l-com.cn/usb-lszh-usb-cable-with-ferrites-type-a-male-to-type-a-female-3m
U2C00011 | USB 2.0 Micro-B公头/USB A型母头适配器 | 12.672 | https://www.l-com.cn/usb-usb-20-micro-b-male-to-usb-a-female-adaptor
U2C00040 | USB 2.0适配器耦合器，屏蔽，A型公插头到B型母插孔，直列式，黑色 | 65.35 | https://www.l-com.cn/usb-20-adapter-coupler-shielded-type-a-male-plug-to-type-b-female-jack-receptacle-in-line-black
U2C00049 | USB 2.0适配器耦合器，屏蔽，A型母插孔至A型公插头，直列式，黑色 | 64.24 | https://www.l-com.cn/usb-20-adapter-coupler-shielded-type-a-female-jack-receptacle-to-type-a-female-jack-receptacle-in-line-black
U2D00002-1000F | USB 2.0兼容散装线缆，低烟无卤护套，1000英尺（305米）卷轴，28AWG/28AWG | 576.87 | https://www.l-com.cn/usb-lszh-usb-revision-20-compliant-bulk-cable-1000ft-spool-28-28
U2D00002-500F | USB 2.0兼容散装线缆，低烟无卤护套，500英尺（152.4米）卷轴，28AWG/28AWG | 297.36 | https://www.l-com.cn/usb-lszh-usb-revision-20-compliant-bulk-cable-500ft-spool-28-28
U2MS | 19英寸（48.3厘米）架装强力搁板，18英寸（45.7厘米）深度 | 905.1888 | https://www.l-com.cn/patch-panel-server-rack-19-rack-mountable-heavy-duty-shelf-18-deep
U3 | 19英寸（48.3厘米）架装搁板，3U | 755.5888 | https://www.l-com.cn/patch-panel-server-rack-19-rack-mountable-shelf-3u
U317 | 19英寸（48.3厘米）架装搁板，开孔 | 864.3888 | https://www.l-com.cn/patch-panel-server-rack-19-rack-mountable-shelf-vented
U3A00005-03M | USB 3.0 Latching Type A male to male 0.3M Cable Assembly | 43.95 | https://www.l-com.cn/usb-usb-30-latching-type-a-male-to-male-03m-cable-assembly
U3A00006-03M | USB3.0线缆组件，A型至B型，带自锁A型连接器，30/24AWG，UL20276 PVC护套，蓝，0.3米 | 59.39 | https://www.l-com.cn/usb-3.0-cable-assembly-a-b-latching-type-a-connector-30-24awg-ul-20276-pvc-jacket-blue-0.3m-u3a00006-03m
U3A00006-05M | USB3.0线缆组件，A型至B型，带自锁A型连接器，30/24AWG，UL20276 PVC护套，蓝，0.5米 | 59.83 | https://www.l-com.cn/usb-3.0-cable-assembly-a-b-latching-type-a-connector-30-24awg-ul-20276-pvc-jacket-blue-0.5m-u3a00006-05m
U3A00006-075M | USB3.0线缆组件，A型至B型，带自锁A型连接器，30/24AWG，UL20276 PVC护套，蓝，0.75米 | 60.77 | https://www.l-com.cn/usb-3.0-cable-assembly-a-b-latching-type-a-connector-30-24awg-ul-20276-pvc-jacket-blue-0.75m-u3a00006-075m
U3A00006-105M | USB3.0线缆组件，A型至B型，带自锁A型连接器，30/24AWG，UL20276 PVC护套，蓝，1.5米 | 64.41 | https://www.l-com.cn/usb-3.0-cable-assembly-a-b-latching-type-a-connector-30-24awg-ul-20276-pvc-jacket-blue-1.5m-u3a00006-105m
U3A00006-1M | USB3.0线缆组件，A型至B型，带自锁A型连接器，30/24AWG，UL20276 PVC护套，蓝，1.0米 | 61.29 | https://www.l-com.cn/usb-3.0-cable-assembly-a-b-latching-type-a-connector-30-24awg-ul-20276-pvc-jacket-blue-1.0m-u3a00006-1m
U3A00009-05M | USB3.0线缆组件，A型公头/插头至B型公头/插头，带磁环，30/24AWG，UL20276 PVC护套，蓝色，0.5米 | 39.5 | https://www.l-com.cn/usb-30-cable-assembly-type-a-male-plug-to-type-b-male-plug-w-ferrites-30-24awg-ul-20276-pvc-blue-05m
U3A00009-105M | USB3.0线缆组件，A型公头/插头至B型公头/插头，带磁环，30/24AWG，UL20276 PVC护套，蓝色，1.5米 | 72.76 | https://www.l-com.cn/usb-30-cable-assembly-type-a-male-plug-to-type-b-male-plug-w-ferrites-30-24awg-ul-20276-pvc-blue-15m
U3A00009-1M | USB3.0线缆组件，带磁环的A型公头/插头至B型公头/插头，30/24AWG，UL20276 PVC护套，蓝色，1.0米 | 52.88 | https://www.l-com.cn/usb-30-cable-assembly-type-a-male-plug-to-type-b-male-plug-w-ferrites-30-24awg-ul-20276-pvc-blue-10m
U3A00015-05M | 高柔性USB 3.0线缆，A型公头/Type-C公头，0.5米 | 84.31 | https://www.l-com.cn/usb-usb-30-high-flex-type-a-male-to-type-c-male-cable-05m
U3A00016-05M | 防水型USB3.0线缆组件，IP67 A型公头/标准B型公头，30/24AWG，PVC黑色护套，0.5米 | 95.99 | https://www.l-com.cn/waterproof-usb-3.0-cable-assembly-ip67-a-male-standard-b-male-30-24awg-pvc-jacket-black-0.5m-u3a00016-05m
U3A00016-105M | 防水型USB3.0线缆组件，IP67 A型公头/标准B型公头，30/24AWG，PVC黑色护套，1.5米 | 99.66 | https://www.l-com.cn/waterproof-usb-3.0-cable-assembly-ip67-a-male-standard-b-male-30-24awg-pvc-jacket-black-1.5m-u3a00016-105m
U3A00016-1M | 防水型USB3.0线缆组件，IP67 A型公头/标准B型公头，30/24AWG，PVC黑色护套，1米 | 41.02 | https://www.l-com.cn/waterproof-usb-3.0-cable-assembly-ip67-a-male-standard-b-male-30-24awg-pvc-jacket-black-1.0m-u3a00016-1m
U3A00017-075M | 防水USB 3.0电缆组件，IP67 B公插头到标准B公插头，30 / 24AWG，PVC，黑色，0.75米 | 87.17 | https://www.l-com.cn/waterproof-usb-30-cable-assembly-ip67-b-male-plug-to-standard-b-male-plug-30-24awg-pvc-black-075m
U3A00017-105M | 防水USB 3.0电缆组件，IP67 B公插头到标准B公插头，30 / 24AWG，PVC，黑色，1.5米 | 90.8 | https://www.l-com.cn/waterproof-usb-30-cable-assembly-ip67-b-male-plug-to-standard-b-male-plug-30-24awg-pvc-black-15m
U3A00019-05M | 防水型USB3.0线缆组件，IP67面板安装B型母头/标准A型公头，30/24AWG，PVC黑色护套，0.5米 | 87.05 | https://www.l-com.cn/waterproof-usb-3.0-cable-assembly-ip67-panel-mount-b-female-standard-a-male-30-24awg-pvc-jacket-black-0.5m-u3a00019-05m
U3A00019-105M | 防水型USB3.0线缆组件，IP67面板安装B型母头/标准A型公头，30/24AWG，PVC黑色护套，1.5米 | 89.66 | https://www.l-com.cn/waterproof-usb-3.0-cable-assembly-ip67-panel-mount-b-female-standard-a-male-30-24awg-pvc-jacket-black-1.5m-u3a00019-105m
U3A00019-1M | 防水型USB3.0线缆组件，IP67面板安装B型母头/标准A型公头，30/24AWG，PVC黑色护套，1米 | 88.39 | https://www.l-com.cn/waterproof-usb-3.0-cable-assembly-ip67-panel-mount-b-female-standard-a-male-30-24awg-pvc-jacket-black-1.0m-u3a00019-1m
U3A00021-05M | 防水USB 3.0电缆组件，IP67面板安装金属A母插孔到标准A母插头，30 / 24AWG，PVC，黑色，0.5米 | 126.48 | https://www.l-com.cn/waterproof-usb-30-cable-assembly-ip67-panel-mount-metal-a-female-jack-to-standard-a-male-plug-30-24awg-pvc-black-05m
U3A00021-105M | 防水USB 3.0电缆组件，IP67面板安装金属A母插孔到标准A母插头，30 / 24AWG，PVC，黑色，1.5米 | 88.395 | https://www.l-com.cn/waterproof-usb-30-cable-assembly-ip67-panel-mount-metal-a-female-jack-to-standard-a-male-plug-30-24awg-pvc-black-105m
U3A00022-05M | 防水型USB3.0线缆组件，IP67金属A型公头/标准B型公头，30/24AWG，PVC黑色护套，0.5米 | 85.84 | https://www.l-com.cn/waterproof-usb-3.0-cable-assembly-ip67-metal-a-male-standard-b-male-30-24awg-pvc-jacket-black-0.5m-u3a00022-05m
U3A00022-105M | 防水型USB3.0线缆组件，IP67金属A型公头/标准B型公头，30/24AWG，PVC黑色护套，1.5米 | 89.52 | https://www.l-com.cn/waterproof-usb-3.0-cable-assembly-ip67-metal-a-male-standard-b-male-30-24awg-pvc-jacket-black-1.5m-u3a00022-105m
U3A00022-1M | 防水型USB3.0线缆组件，IP67金属A型公头/标准B型公头，30/24AWG，PVC黑色护套，1米 | 77.13 | https://www.l-com.cn/waterproof-usb-3.0-cable-assembly-ip67-metal-a-male-standard-b-male-30-24awg-pvc-jacket-black-1.0m-u3a00022-1m
U3A00023-05M | 防水型USB3.0线缆组件，IP67金属A型公头/标准A型公头，30/24AWG，PVC黑色护套，0.5米 | 76.14 | https://www.l-com.cn/waterproof-usb-3.0-cable-assembly-ip67-metal-a-male-standard-a-male-30-24awg-pvc-jacket-black-0.5m-u3a00023-05m
U3A00025-10I | 防水面板安装USB 3.0 IP67 A型插座，带10英寸导线，28 / 24AWG | 65.54 | https://www.l-com.cn/waterproof-panel-mount-usb-30-ip67-type-a-female-jack-with-10-inch-wire-leads-28-24awg
U3A00028-05M | USB3.0线缆组件，A型至A型，带自锁A型连接器，30/24AWG，UL21551低烟无卤（LSZH）护套，黑，0.5米 | 55.95 | https://www.l-com.cn/usb-3.0-cable-assembly-a-a-latching-type-a-connectors-30-24awg-ul-21551-low-smoke-zero-halogen-lszh-jacket-black-0.5m-u3a00028-05m
U3A00028-075M | USB3.0线缆组件，A型至A型，带自锁A型连接器，30/24AWG，UL21551低烟无卤（LSZH）护套，黑，0.75米 | 57.44 | https://www.l-com.cn/usb-3.0-cable-assembly-a-a-latching-type-a-connectors-30-24awg-ul-21551-low-smoke-zero-halogen-lszh-jacket-black-0.75m-u3a00028-075m
U3A00029-03M | USB3.0线缆组件，A型至B型，带自锁A型连接器，30/24AWG，UL21551低烟无卤（LSZH）护套，黑，0.3米 | 51.32 | https://www.l-com.cn/usb-3.0-cable-assembly-a-b-latching-type-a-connector-30-24awg-ul-21551-low-smoke-zero-halogen-lszh-jacket-black-0.3m-u3a00029-03m
U3A00029-05M | USB3.0线缆组件，A型至B型，带自锁A型连接器，30/24AWG，UL21551低烟无卤（LSZH）护套，黑，0.5米 | 29.77 | https://www.l-com.cn/usb-3.0-cable-assembly-a-b-latching-type-a-connector-30-24awg-ul-21551-low-smoke-zero-halogen-lszh-jacket-black-0.5m-u3a00029-05m
U3A00029-1M | USB3.0线缆组件，A型至B型，带自锁A型连接器，30/24AWG，UL21551低烟无卤（LSZH）护套，黑，1.0米 | 55.37 | https://www.l-com.cn/usb-3.0-cable-assembly-a-b-latching-type-a-connector-30-24awg-ul-21551-low-smoke-zero-halogen-lszh-jacket-black-1.0m-u3a00029-1m
U3A00034-36I | USB 3.0 A型ECF耦合器线缆，A型母头/90度下出线A型公头，36英寸（91.4厘米） | 63.11 | https://www.l-com.cn/usb-usb-30-type-a-ecf-coupler-female-type-a-to-male-a-90-degree-down-36in
U3A00034-50I | USB 3.0 A型ECF耦合器线缆，A型母头/90度下出线A型公头，50英寸（127厘米） | 61.15 | https://www.l-com.cn/usb-usb-30-type-a-ecf-coupler-female-type-a-to-male-a-90-degree-down-50in
U3A00035-50I | USB 3.0 A型耦合器线缆，面板安装式母头/公头90度上出线，50英寸（127厘米） | 43.51 | https://www.l-com.cn/usb-usb-30-type-a-coupler-female-panel-mount-to-male-90-degree-up-exit-50in
U3A00047-1M | USB 3.0 Female to male Type A right angle right exit 1M | 64.45 | https://www.l-com.cn/usb-usb-30-female-to-male-type-a-right-angle-right-exit-1m
U3A00048-05M | USB3.0直角型延长线组件，A型母头/插座至90°直角左弯A型公头/插头，30/24AWG，UL2725 PVC护套，蓝色，0.5米 | 72.32 | https://www.l-com.cn/usb-30-right-angle-extension-cable-assembly-a-female-jack-to-90-degree-left-angle-a-male-plug-30-24awg-ul-2725-pvc-blue-05m
U3A00048-075M | USB3.0直角型延长线组件，A型母头/插座至90°直角左弯A型公头/插头，30/24AWG，UL2725 PVC护套，蓝色，0.75米 | 73.17 | https://www.l-com.cn/usb-30-right-angle-extension-cable-assembly-a-female-jack-to-90-degree-left-angle-a-male-plug-30-24awg-ul-2725-pvc-blue-075m
U3A00048-1M | USB3.0直角型延长线组件，A型母头/插座至90°直角左弯A型公头/插头，30/24AWG，UL2725 PVC护套，蓝色，1米 | 64.45 | https://www.l-com.cn/usb-30-right-angle-extension-cable-assembly-a-female-jack-to-90-degree-left-angle-a-male-plug-30-24awg-ul-2725-pvc-blue-10m
U3A00055-1M | USB 3.0 Female to male Type A right angle down exit 1M | 80.67 | https://www.l-com.cn/usb-usb-30-female-to-male-type-a-right-angle-down-exit-1m
U3A00056-03M | USB 2.0线缆，面板安装式Type-C/Type-C公头，0.3米 | 47.505 | https://www.l-com.cn/usb-usb-20-type-c-panel-mount-to-type-c-male-03m
U3A00056-05M | USB 2.0线缆，面板安装式Type-C/Type-C公头，0.5米 | 38.037 | https://www.l-com.cn/usb-usb-20-type-c-panel-mount-to-type-c-male-05m
U3A00056-1M | USB 2.0线缆，面板安装式Type-C/Type-C公头，1米 | 87.72 | https://www.l-com.cn/usb-usb-20-type-c-panel-mount-to-type-c-male-1m
U3A00056-2M | USB 2.0线缆，面板安装式Type-C/Type-C公头，2米 | 67.17 | https://www.l-com.cn/usb-usb-20-type-c-panel-mount-to-type-c-male-2m
U3A00056-3M | USB 2.0线缆，面板安装式Type-C/Type-C公头，3米 | 50.4897 | https://www.l-com.cn/usb-usb-20-type-c-panel-mount-to-type-c-male-3m
U3A00057-3M | USB Type C Male to USB Type C female panel mount length 3M | 76.3275 | https://www.l-com.cn/usb-usb-type-c-male-to-usb-type-c-female-panel-mount-length-3m
U3A00058-1M | 工业级USB 3.0线缆，A型公头/A型公头，1米 | 25.8192 | https://www.l-com.cn/usb-industrial-usb-30-a-a-male-cable-1m
U3A00058-2M | 工业级USB 3.0线缆，A型公头/A型公头，2米 | 35.5513 | https://www.l-com.cn/usb-industrial-usb-30-a-a-male-cable-2m
U3A00059-05M | USB 3.0 Type A to A White Cable 0.5M | 19.54 | https://www.l-com.cn/usb-usb-30-type-a-to-a-white-cable-05m
U3A00059-075M | USB 3.0 Type A to A White Cable 0.75M | 30.495 | https://www.l-com.cn/usb-usb-30-type-a-to-a-white-cable-075m
U3A00059-1M | USB 3.0 Type A to A White Cable 1M | 21.25 | https://www.l-com.cn/usb-usb-30-type-a-to-a-white-cable-1m
U3A00060-05M | USB 3.0电缆组件，A型公插头到B型公插头，30 / 24AWG，PVC，白色，0.5米 | 15.77 | https://www.l-com.cn/usb-30-cable-assembly-type-a-male-plug-to-type-b-male-plug-30-24awg-pvc-white-05m
U3A00060-075M | USB 3.0电缆组件，A型公插头到B型公插头，30 / 24AWG，PVC，白色，0.75米 | 56.12 | https://www.l-com.cn/usb-30-cable-assembly-type-a-male-plug-to-type-b-male-plug-30-24awg-pvc-white-075m
U3A00060-105M | USB 3.0电缆组件，A型公插头到B型公插头，30 / 24AWG，PVC，白色，1.5米 | 58.84 | https://www.l-com.cn/usb-30-cable-assembly-type-a-male-plug-to-type-b-male-plug-30-24awg-pvc-white-1.5m
U3A00060-1M | USB 3.0电缆组件，A型公插头到B型公插头，30 / 24AWG，PVC，白色，1.0米 | 57.07 | https://www.l-com.cn/usb-30-cable-assembly-type-a-male-plug-to-type-b-male-plug-30-24awg-pvc-white-10m
U3A00061-05M | USB3.0线缆组件，A型公头/插头至Micro-B型公头/插头，30/24AWG，UL20276 PVC护套，白色，0.5米 | 38.36 | https://www.l-com.cn/usb-30-cable-assembly-a-male-plug-to-micro-b-male-plug-30-24awg-ul-20276-pvc-white-05m
U3A00062-05M | USB 3.0电缆组件，A型公插头到A型母插孔，30 / 24AWG，PVC，白色，0.5米 | 73.43 | https://www.l-com.cn/usb-30-cable-assembly-type-a-male-plug-to-type-a-female-jack-30-24awg-pvc-white-05m
U3A00062-105M | USB 3.0电缆组件，A型公插头到A型母插孔，30 / 24AWG，PVC，白色，1.5米 | 58.1 | https://www.l-com.cn/usb-30-cable-assembly-type-a-male-plug-to-type-a-female-jack-30-24awg-pvc-white-1.5m
U3A00062-1M | USB 3.0电缆组件，A型公插头到A型母插孔，30 / 24AWG，PVC，白色，1.0米 | 75.19 | https://www.l-com.cn/usb-30-cable-assembly-type-a-male-plug-to-type-a-female-jack-30-24awg-pvc-white-10m
U3A00063-05M | USB 3.0电缆组件，C型公插头到A型公插头，32 / 26AWG，PVC，白色，0.5米 | 63.19 | https://www.l-com.cn/usb-30-cable-assembly-type-c-male-plug-to-type-a-male-plug-32-26awg-pvc-white-05m
U3A00063-075M | USB 3.0电缆组件，C型公插头到A型公插头，32 / 26AWG，PVC，白色，0.75米 | 64.08 | https://www.l-com.cn/usb-30-cable-assembly-type-c-male-plug-to-type-a-male-plug-32-26awg-pvc-white-075m
U3A00063-1M | USB 3.0电缆组件，C型公插头到A型公插头，32 / 26AWG，PVC，白色，1.0米 | 64.87 | https://www.l-com.cn/usb-30-cable-assembly-type-c-male-plug-to-type-a-male-plug-32-26awg-pvc-white-10m
U3A00064-3M | Waterproof USB 2.0 Type C to Type A 3M | 71.5968 | https://www.l-com.cn/usb-waterproof-usb-20-type-c-to-type-a-3m
U3A00065-2M | USB3.0弯角延长线缆，A型母头/插座至90°下弯角A型公头/插头，28/26/22AWG, UL 2725 PVC护套，蓝色，2米 | 110.52 | https://www.l-com.cn/usb-30-right-angle-extension-cable-assembly-a-female-jack-to-90-degree-down-angle-a-male-plug-28-26-22awg-ul-2725-pvc-blue-20m
U3A00065-3M | USB3.0弯角延长线缆，A型母头/插座至90°下弯角A型公头/插头，28/26/22AWG, UL 2725 PVC护套，蓝色，3米 | 115.33 | https://www.l-com.cn/usb-30-right-angle-extension-cable-assembly-a-female-jack-to-90-degree-down-angle-a-male-plug-28-26-22awg-ul-2725-pvc-blue-30m
U3A00066-2M | USB3.0弯角延长线缆，A型母头/插座至90°上弯角A型公头/插头，28/26/22AWG, UL 2725 PVC护套，蓝色，2米 | 107.23 | https://www.l-com.cn/usb-30-right-angle-extension-cable-assembly-a-female-jack-to-90-degree-up-angle-a-male-plug-28-26-22awg-ul-2725-pvc-blue-20m
U3A00066-3M | USB3.0弯角延长线缆，A型母头/插座至90°上弯角A型公头/插头，28/26/22AWG, UL 2725 PVC护套，蓝色，3米 | 112.03 | https://www.l-com.cn/usb-30-right-angle-extension-cable-assembly-a-female-jack-to-90-degree-up-angle-a-male-plug-28-26-22awg-ul-2725-pvc-blue-30m
U3A00067-2M | USB3.0弯角延长线缆，A型母头/插座至90°右弯角A型公头/插头，28/26/22AWG, UL 2725 PVC护套，蓝色，2米 | 105.15 | https://www.l-com.cn/usb-30-right-angle-extension-cable-assembly-a-female-jack-to-90-degree-right-angle-a-male-plug-28-26-22awg-ul-2725-pvc-blue-20m
U3A00067-3M | USB3.0弯角延长线缆，A型母头/插座至90°右弯角A型公头/插头，28/26/22AWG, UL 2725 PVC护套，蓝色，3米 | 110.11 | https://www.l-com.cn/usb-30-right-angle-extension-cable-assembly-a-female-jack-to-90-degree-right-angle-a-male-plug-28-26-22awg-ul-2725-pvc-blue-30m
U3A00068-2M | USB3.0弯角延长线缆，A型母头/插座至90°左弯角A型公头/插头，28/26/22AWG, UL 2725 PVC护套，蓝色，2米 | 103.82 | https://www.l-com.cn/usb-30-right-angle-extension-cable-assembly-a-female-jack-to-90-degree-left-angle-a-male-plug-28-26-22awg-ul-2725-pvc-blue-20m
U3A00069-2M | 金属铠装USB 3.0电缆组件，A型公插头到A型公插头，28/26 / 22AWG，不锈钢铠装，2.0米 | 108.71 | https://www.l-com.cn/metal-armored-usb-30-cable-assembly-type-a-male-plug-to-type-a-male-plug-28-26-22awg-stainless-steel-armor-20m
U3A00069-3M | 金属铠装USB 3.0电缆组件，A型公插头到A型公插头，28/26 / 22AWG，不锈钢铠装，3.0米 | 121.39 | https://www.l-com.cn/metal-armored-usb-30-cable-assembly-type-a-male-plug-to-type-a-male-plug-28-26-22awg-stainless-steel-armor-30m
U3A00070-2M | 金属铠装USB 3.0电缆组件，A型公插头到B型公插头，28/26 / 22AWG，不锈钢铠装，2.0米 | 113.42 | https://www.l-com.cn/metal-armored-usb-30-cable-assembly-type-a-male-plug-to-type-b-male-plug-28-26-22awg-stainless-steel-armor-20m
U3A00070-3M | 金属铠装USB 3.0电缆组件，A型公插头到B型公插头，28/26 / 22AWG，不锈钢铠装，3.0米 | 124.45 | https://www.l-com.cn/metal-armored-usb-30-cable-assembly-type-a-male-plug-to-type-b-male-plug-28-26-22awg-stainless-steel-armor-30m
U3A00071-2M | 塑料铠装USB 3.0电缆组件，A型公插头到A型公插头，28/26 / 22AWG，塑料铠装，2.0米 | 94.26 | https://www.l-com.cn/plastic-armored-usb-30-cable-assembly-type-a-male-plug-to-type-a-male-plug-28-26-22awg-plastic-armor-20m
U3A00072-2M | 塑料铠装USB 3.0电缆组件，A型公插头到B型公插头，28/26 / 22AWG，塑料铠装，2.0米 | 115.78 | https://www.l-com.cn/plastic-armored-usb-30-cable-assembly-type-a-male-plug-to-type-b-male-plug-28-26-22awg-plastic-armor-20m
U3A00072-3M | 塑料铠装USB 3.0电缆组件，A型公插头到B型公插头，28/26 / 22AWG，塑料铠装，3.0米 | 121.37 | https://www.l-com.cn/plastic-armored-usb-30-cable-assembly-type-a-male-plug-to-type-b-male-plug-28-26-22awg-plastic-armor-30m
U3A00073-3M | USB 3.0电缆组件，A型公插头到带/铁氧体的A型公插头，28/26/22 AWG，PVC，蓝色，3.0米 | 82.18 | https://www.l-com.cn/usb-30-cable-assembly-type-a-male-plug-to-type-a-male-plug-w-ferrites-28-26-22awg-pvc-blue-30m
U3A00074-2M | USB 3.0电缆组件，A型公插头到带/铁氧体的B型公插头，28/26/22 AWG，PVC，蓝色，2.0米 | 57.05 | https://www.l-com.cn/usb-30-cable-assembly-type-a-male-plug-to-type-b-male-plug-w-ferrites-28-26-22awg-pvc-blue-20m
U3A00078-03M | USB 3.0直角电缆组件，90度左/右C型公插头到90度右A型公插头，32 / 26AWG，PVC，黑色，0.3米 | 87.405 | https://www.l-com.cn/usb-30-right-angle-cable-assembly-90-degree-left-right-type-c-male-plug-to-90-degree-right-type-a-male-plug-32-26awg-pvc-black-03m
U3A00078-1M | USB 3.0直角电缆组件，90度左/右C型公插头到90度右A型公插头，32 / 26AWG，PVC，黑色，1米 | 96.58 | https://www.l-com.cn/usb-30-right-angle-cable-assembly-90-degree-left-right-type-c-male-plug-to-90-degree-right-type-a-male-plug-32-26awg-pvc-black-10m
U3A00080-05M | USB 3.0直角电缆组件，90度右A型插头至90度右A型插头，30 / 24AWG，PVC，蓝色，0.5米 | 81.88 | https://www.l-com.cn/usb-30-right-angle-cable-assembly-90-degree-right-type-a-male-plug-to-90-degree-right-type-a-male-plug-30-24awg-pvc-blue-05m
U3A00083-2M | USB 3.0直角电缆组件，90度右A型插头至90度右A型插头，28 / 26/22 AWG，PVC，蓝色，2.0米 | 91.58 | https://www.l-com.cn/usb-30-right-angle-cable-assembly-90-degree-right-type-a-male-plug-to-90-degree-right-type-a-male-plug-28-26-22awg-pvc-blue-20m
U3A00083-3M | USB 3.0直角电缆组件，90度右A型插头至90度右A型插头，28 / 26/22 AWG，PVC，蓝色，3.0米 | 96.67 | https://www.l-com.cn/usb-30-right-angle-cable-assembly-90-degree-right-type-a-male-plug-to-90-degree-right-type-a-male-plug-28-26-22awg-pvc-blue-30m
U3A00084-03M | USB 3.0电缆组件，A型公插头到带铁氧体的A型公插头，30 / 24AWG，低烟无卤LSZH，黑色，0.3米 | 62.31 | https://www.l-com.cn/usb-30-cable-assembly-type-a-male-plug-to-type-a-male-plug-w-ferrites-30-24awg-low-smoke-zero-halogen-lszh-black-03m
U3A00084-05M | USB 3.0电缆组件，A型公插头到带铁氧体的A型公插头，30 / 24AWG，低烟无卤LSZH，黑色，0.5米 | 43.16 | https://www.l-com.cn/usb-30-cable-assembly-type-a-male-plug-to-type-a-male-plug-w-ferrites-30-24awg-low-smoke-zero-halogen-lszh-black-05m
U3A00085-05M | USB 3.0电缆组件，A型公插头到带铁氧体的B型公插头，30 / 24AWG，低烟无卤LSZH，黑色，0.5米 | 26.13 | https://www.l-com.cn/usb-30-cable-assembly-type-a-male-plug-to-type-b-male-plug-w-ferrites-30-24awg-low-smoke-zero-halogen-lszh-black-05m
U3A00086-05M | USB 3.0电缆组件，A型公插头到带铁氧体的A型母插头，30 / 24AWG，低烟无卤LSZH，黑色，0.5米 | 84.06 | https://www.l-com.cn/usb-30-cable-assembly-type-a-male-plug-to-type-a-female-jack-w-ferrites-30-24awg-low-smoke-zero-halogen-lszh-black-05m
U3A00103-2M | USB 3.0电缆组件，B型面板安装母插孔到B型90度直角公插头，28 / 26/22 AWG，PVC，蓝色，2.0米 | 117.85 | https://www.l-com.cn/usb-30-cable-assembly-type-b-panel-mount-female-jack-to-type-b-90-degree-right-angle-male-plug-28-26-22awg-pvc-blue-20m
U3A00103-3M | USB 3.0电缆组件，B型面板安装母插孔到B型90度直角公插头，28 / 26/22 AWG，PVC，蓝色，3.0米 | 123.9 | https://www.l-com.cn/usb-30-cable-assembly-type-b-panel-mount-female-jack-to-type-b-90-degree-right-angle-male-plug-28-26-22awg-pvc-blue-30m
U3B00001 | USB 2.0 Waterproof Type C panel mounted PC tail connector | 47.0295 | https://www.l-com.cn/usb-usb-20-waterproof-type-c-panel-mounted-pc-tail-connector
U3C00025 | USB 3.0适配器，A型母头/Micro-B公头 | 15.84 | https://www.l-com.cn/usb-usb-30-type-a-female-to-male-micro-b-adaptor
U3C00027 | USB 2.0适配器，Mini-B公头/A型母头 | 14.058 | https://www.l-com.cn/usb-adapter-usb-20-mini-b-male-to-a-female
U3C00031 | USB 3.0耦合器，A型母头/A型母头，恶劣环境用途 | 33.3833 | https://www.l-com.cn/usb-harsh-environment-usb-30-type-a-f-to-a-f-coupler
U3I00001 | USB保护盖/防尘帽，用于C型母头/插座端口，10件/袋 | 36.98 | https://www.l-com.cn/usb-protective-cover-dust-cap-for-type-c-female-jacks-ports-package-10
U3I00002 | USB保护盖/防尘帽，用于C型公头/插头端口，10件/袋 | 7.13 | https://www.l-com.cn/usb-protective-cover-dust-cap-for-type-c-male-plugs-connectors-package-10
U4 | 19英寸（48.3厘米）架装搁板，4U | 837.1888 | https://www.l-com.cn/patch-panel-server-rack-19-rack-mountable-shelf-4u
UAD012FF | USB适配器，B型母头/B型母头 | 6.4165 | https://www.l-com.cn/usb-usb-adapter-type-b-female-type-b-female
UAD013FF | USB适配器，A型母头/B型母头 | 4.752 | https://www.l-com.cn/usb-usb-adapter-type-a-female-type-b-female
UAD014MM | USB适配器，A型公头/A型公头 | 3.2712 | https://www.l-com.cn/usb-usb-adapter-type-a-male-type-a-male
UAD016MM | USB适配器，B型公头/B型公头 | 4.5824 | https://www.l-com.cn/usb-usb-adapter-type-b-male-type-b-male
UAD017FM | USB适配器，A型母头/Mini Din 6公头 | 7 | https://www.l-com.cn/usb-usb-adapter-type-a-female-mini-din-6-male
UAD018MF | USB适配器，A型公头/Mini Din 6母头 | 6.5736 | https://www.l-com.cn/usb-usb-adapter-type-a-male-mini-din-6-female
UAD027MF | USB插座保护器，B型公头/母头 | 4.42 | https://www.l-com.cn/usb-usb-socket-saver-usb-b-male-usb-b-female
UAD030MF | USB适配器，Micro B公头/Mini B5母头 | 3.295 | https://www.l-com.cn/usb-usb-adapter-micro-b-male-mini-b5-female
UAD031MM | USB适配器，Micro B公头/标准A型公头 | 5.01 | https://www.l-com.cn/usb-usb-adapter-micro-b-male-standard-a-male
UAD032FM | USB适配器，Micro B公头/标准A型母头 | 5.6691 | https://www.l-com.cn/usb-usb-adapter-micro-b-male-standard-a-female
UAD033FM | USB适配器，Micro B公头/标准B型母头 | 4.3093 | https://www.l-com.cn/usb-usb-adapter-micro-b-male-standard-b-female
UAD036FF | USB 3.0适配器，A型母头/母头 | 16.0597 | https://www.l-com.cn/usb-usb-30-adapter-type-a-female-to-type-a-female
UAD037MM | USB 3.0适配器，A型公头/公头 | 6.363 | https://www.l-com.cn/usb-usb-30-adapter-type-a-male-to-type-a-male
UAD2.0MICB-1 | 直角USB适配器，Micro B型公头/母头，退出1 | 10.35 | https://www.l-com.cn/usb-right-angle-usb-adapter-micro-b-female-male-exit-1
UADBB90-1 | 直角USB适配器，B型公头/母头，退出1 | 10.572 | https://www.l-com.cn/usb-right-angle-usb-adapter-type-b-male-female-exit-1
UC1284B | USB/（IEEE 1284）打印机端口转接线，6英寸（1.8米） | 122.166 | https://www.l-com.cn/usb-usb-to-ieee-1284-printer-port-converter-cable-60ft
UD-3 | 19英寸（48.3厘米）架装实用抽屉，3U | 814.572 | https://www.l-com.cn/patch-panel-server-rack-19-rack-mountable-utility-drawer-3u
UD-4 | 19英寸（48.3厘米）架装实用抽屉，4U | 932.4216 | https://www.l-com.cn/patch-panel-server-rack-19-rack-mountable-utility-drawer-4u
UJ110C5E-BLK | 超5类Keystone水晶头母座，110/RJ45（8×8）水晶头，EIA568A/B，黑 | 15.8162 | https://www.l-com.cn/ethernet-category-5e-keystone-jack-110-rj45-8x8-eia568a-b-black
UJ110C5E-BLU | 超5类Keystone水晶头母座，110/RJ45（8×8）水晶头，EIA568A/B，蓝 | 16.4527 | https://www.l-com.cn/ethernet-category-5e-keystone-jack-110-rj45-8x8-eia568a-b-blue
UJ110C6-BLK | 6类Keystone水晶头母座，110/RJ45（8×8）水晶头，EIA568A/B，黑 | 32.2734 | https://www.l-com.cn/ethernet-category-6-keystone-jack-110-rj45-8x8-eia568a-b-black
UJ110C6-BLU | 6类Keystone水晶头母座，110/RJ45（8×8）水晶头，EIA568A/B，蓝 | 29.9244 | https://www.l-com.cn/ethernet-category-6-keystone-jack-110-rj45-8x8-eia568a-b-blue
UJ110C6-FW | 6类Keystone水晶头母座，110/RJ45（8×8）水晶头，EIA568A/B，米白 | 29.9376 | https://www.l-com.cn/ethernet-category-6-keystone-jack-110-rj45-8x8-eia568a-b-office-white
UJ110C6-GRN | 6类Keystone水晶头母座，110/RJ45（8×8）水晶头，EIA568A/B，绿 | 29.9245 | https://www.l-com.cn/ethernet-category-6-keystone-jack-110-rj45-8x8-eia568a-b-green
UJ110C6-ORN | 6类Keystone水晶头母座，110/RJ45（8×8）水晶头，EIA568A/B，橙 | 29.9376 | https://www.l-com.cn/ethernet-category-6-keystone-jack-110-rj45-8x8-eia568a-b-orange
UJ110C6-RED | 6类Keystone水晶头母座，110/RJ45（8×8）水晶头，EIA568A/B，红 | 29.9248 | https://www.l-com.cn/ethernet-category-6-keystone-jack-110-rj45-8x8-eia568a-b-red
UJ110C6-W | 6类Keystone水晶头母座，110/RJ45（8×8）水晶头，EIA568A/B，白 | 29.9238 | https://www.l-com.cn/ethernet-category-6-keystone-jack-110-rj45-8x8-eia568a-b-white
UJ110C6-YEL | 6类Keystone水晶头母座，110/RJ45（8×8）水晶头，EIA568A/B，黄 | 29.9232 | https://www.l-com.cn/ethernet-category-6-keystone-jack-110-rj45-8x8-eia568a-b-yellow
ULC-TOOL | Reverse Polarity Universal LC Tool | 158.2416 | https://www.l-com.cn/fiber-optic-reverse-polarity-universal-lc-fiber-tool
UPMA5-03M | A型母头面板安装/5针母头，0.3m | 7.9233 | https://www.l-com.cn/usb-usb-type-a-adapter-female-bulkhead-female-header-03m
UPMA5-3M | USB 2.0 线缆, A型面板安装母头 / 5插脚母头, 3m, 灰色 | 27.44 | https://www.l-com.cn/usb-usb-type-a-adapter-female-bulkhead-female-header-30m
UPMAA-4M | USB A型耦合器线缆，穿壁式母头/A型公头，4米 | 31.515 | https://www.l-com.cn/usb-usb-type-a-coupler-female-bulkhead-type-a-male-40m
UPMAAGND-1M | USB A型耦合器线缆，穿壁式母头/A型公头，带地线，1米 | 17.182 | https://www.l-com.cn/usb-usb-type-a-coupler-female-bulkhead-type-a-male-w-ground-wire-10m
UPMAB-2M | USB线缆，A型母头面板安装/B型公头，2.0m | 14.3226 | https://www.l-com.cn/usb-usb-type-a-coupler-female-bulkhead-type-b-male-20m
UPMA-LEADS | USB A型面板安装连接器,24.0in/61.0cm引线 | 10.1727 | https://www.l-com.cn/usb-usb-type-a-female-panel-mount-connector-to-24-wire-leads
UPMB5-03M | B型母头面板安装/5针母头，0.3m | 11.99 | https://www.l-com.cn/usb-usb-type-b-adapter-female-bulkhead-female-header-03m
UPMB5-05M | USB B型适配器，穿壁式母头/排母，0.5米 | 12.8298 | https://www.l-com.cn/usb-usb-type-b-adapter-female-bulkhead-female-header-05m
UPMB5-075M | B型母头面板安装/5针母头，0.75m | 19.6605 | https://www.l-com.cn/usb-usb-type-b-adapter-female-bulkhead-female-header-075m
UPMB5-2MM-03M | USB B型线缆，穿壁式母头/排母，0.3米 | 12.27 | https://www.l-com.cn/usb-usb-type-b-cable-female-bulkhead-female-header-03m
UPMB5-2MM-1M | USB B型线缆，穿壁式母头/排母，1米 | 14.49 | https://www.l-com.cn/usb-usb-type-b-cable-female-bulkhead-female-header-10m
UPMBA-075M | USB B型耦合器线缆，穿壁式母头/A型公头，0.75米 | 13.02 | https://www.l-com.cn/usb-usb-type-b-coupler-female-bulkhead-type-a-male-075m
UPMBA-1M | USB B型耦合器线缆，穿壁式母头/A型公头，1米 | 13.26 | https://www.l-com.cn/usb-usb-type-b-coupler-female-bulkhead-type-a-male-10m
UPMBA-2M | USB线缆，B型母头面板安装/A型公头，2.0m | 16.37 | https://www.l-com.cn/usb-usb-type-b-coupler-female-bulkhead-type-a-male-20m
UPMBA-3M | USB线缆，B型母头面板安装/A型公头，3.0m | 19.45 | https://www.l-com.cn/usb-usb-type-b-coupler-female-bulkhead-type-a-male-30m
UPMBB-075M | USB B型耦合器线缆，穿壁式母头/B型公头，0.75米 | 15.74 | https://www.l-com.cn/usb-usb-type-b-coupler-female-bulkhead-type-b-male-075m
UPMBB-3M | USB B型耦合器线缆，穿壁式母头/B型公头，3米 | 17.39 | https://www.l-com.cn/usb-usb-type-b-coupler-female-bulkhead-type-b-male-30m
UPMB-LEADS | USB B型面板安装连接器,24.0in/61.0cm引线 | 8.64 | https://www.l-com.cn/usb-usb-type-b-female-panel-mount-connector-to-24-wire-leads
UPMVISAA30-05M | USB 3.0面板安装式机器视觉线缆组件，0.5米 | 45.56 | https://www.l-com.cn/usb-usb-30-machine-vision-panel-mount-cable-assembly-05-meters
UPMVISAA30-1M | USB 3.0面板安装式机器视觉线缆组件，1米 | 51.38 | https://www.l-com.cn/usb-usb-30-machine-vision-panel-mount-cable-assembly-1-meter
UPMVISAA30-2M | USB 3.0面板安装式机器视觉线缆组件，2米 | 105.255 | https://www.l-com.cn/usb-usb-30-machine-vision-panel-mount-cable-assembly-2-meters
UPR35-12DSCB | 通用机架面板，带12个双SC耦合器带青铜对齐套管 | 360.1699 | https://www.l-com.cn/patch-panel-server-rack-universal-rack-panel-with-12-duplex-sc-couplers-w-bronze-alignment-sleeve
UPR35-12DSCB-CR | 通用系列配线架，带12个配置陶瓷对准套管的双芯SC耦合器 | 341.15 | https://www.l-com.cn/patch-panel-server-rack-universal-rack-panel-with-12-duplex-sc-couplers-w-ceramic-alignment-sleeve
UPR35-12STB | 通用机架面板，带12个单工ST耦合器 | 353.71 | https://www.l-com.cn/patch-panel-server-rack-universal-rack-panel-with-12-simplex-st-couplers
UPR35-1NB | 通用机架面板，带6个N型耦合器，接地，50 Ohm | 285.7589 | https://www.l-com.cn/patch-panel-server-rack-universal-rack-panel-with-6-type-n-couplers-50-ohm
UPR35-24STB | 通用机架面板，带24个单工ST耦合器 | 211.596 | https://www.l-com.cn/patch-panel-server-rack-universal-rack-panel-with-24-simplex-st-couplers
UPR35-2DB9FB | 通用机架面板，配12个DB9母头/母头耦合器 | 306.8634 | https://www.l-com.cn/patch-panel-server-rack-universal-rack-panel-with-12-db9-female-female
UPR35-6DSCB | 通用机架面板，带6个双SC耦合器，带青铜对齐套管 | 338.0815 | https://www.l-com.cn/patch-panel-server-rack-universal-rack-panel-with-6-duplex-sc-couplers-w-bronze-alignment-sleeve
US221A | ATEN双端口USB 2.0外围设备切换器 | 174.0544 | https://www.l-com.cn/usb-aten-2-port-usb-20-peripheral-switch
US421A | ATEN四端口USB 2.0外围设备切换器 | 227.3436 | https://www.l-com.cn/usb-aten-4-port-usb-20-peripheral-switch
USB228-MFZ-10F | IP67级加固型USB2.0线缆，带防尘帽铝镉表面处理4针Mighty Mouse母头至RJ45公头，28/22AWG，低烟无卤，黑，10.0英尺（3.0米） | 3598.1431 | https://www.l-com.cn/ip67-rugged-usb-2.0-cable-mighty-mouse-4-pin-female-aluminum-cadmium-finish-dust-cap-rj45-plug-28-22awg-lszh-black-10.0f-usb228-mfz-10f
USB228-MFZ-1F | IP67级加固型USB2.0线缆，带防尘帽铝镉表面处理4针Mighty Mouse母头至RJ45公头，28/22AWG，低烟无卤，黑，1.0英尺（0.3米） | 3031.5582 | https://www.l-com.cn/ip67-rugged-usb-2.0-cable-mighty-mouse-4-pin-female-aluminum-cadmium-finish-dust-cap-rj45-plug-28-22awg-lszh-black-1.0f-usb228-mfz-1f
USB228-MMZ-10F | IP67级加固型USB2.0线缆，带防尘帽铝镉表面处理4针Mighty Mouse公头至RJ45公头，28/22AWG，低烟无卤，黑，10.0英尺（3.0米） | 3749.3834 | https://www.l-com.cn/ip67-rugged-usb-2.0-cable-mighty-mouse-4-pin-male-aluminum-cadmium-finish-dust-cap-rj45-plug-28-22awg-lszh-black-10.0f-usb228-mmz-10f
USB228-MMZ-1F | IP67级加固型USB2.0线缆，带防尘帽铝镉表面处理4针Mighty Mouse公头至RJ45公头，28/22AWG，低烟无卤，黑，1.0英尺（0.3米） | 3096.2012 | https://www.l-com.cn/ip67-rugged-usb-2.0-cable-mighty-mouse-4-pin-male-aluminum-cadmium-finish-dust-cap-rj45-plug-28-22awg-lszh-black-1.0f-usb228-mmz-1f
USB228-MMZ-3F | IP67级加固型USB2.0线缆，带防尘帽铝镉表面处理4针Mighty Mouse公头至RJ45公头，28/22AWG，低烟无卤，黑，3.0英尺（0.9米） | 3127.4773 | https://www.l-com.cn/ip67-rugged-usb-2.0-cable-mighty-mouse-4-pin-male-aluminum-cadmium-finish-dust-cap-rj45-plug-28-22awg-lszh-black-3.0f-usb228-mmz-3f
USB228-MMZ-5F | IP67级加固型USB2.0线缆，带防尘帽铝镉表面处理4针Mighty Mouse公头至RJ45公头，28/22AWG，低烟无卤，黑，5.0英尺（1.5米） | 3349.8511 | https://www.l-com.cn/ip67-rugged-usb-2.0-cable-mighty-mouse-4-pin-male-aluminum-cadmium-finish-dust-cap-rj45-plug-28-22awg-lszh-black-5.0f-usb228-mmz-5f
USB-488 | USB至GPIB转接线 | 2912.039 | https://www.l-com.cn/usb-usb-to-gpib-converter-cable
USBCDPMF | USB 3.1 Type-C/Displayport转换线 | 43.0685 | https://www.l-com.cn/usb-usb-31-type-c-to-displayport-dongle
USBCHDMIMF | USB 3.1 Type-C/HDMI转换线 | 72.5472 | https://www.l-com.cn/usb-usb-31-type-c-hdmi-dongle
USBCVGAMF | USB 3.1 Type-C/VGA转换线 | 60.8256 | https://www.l-com.cn/usb-usb-31-type-c-to-vga-dongle
USB-HUB-3.0 | 四端口USB 3.0集线器 | 224.928 | https://www.l-com.cn/usb-4-port-usb-30-hub
USP1DB50F | 通用子面板，带有一个DB50直通适配器 | 81.312 | https://www.l-com.cn/patch-panel-server-rack-universal-sub-panel-one-db50-feed-thru-adapter
USP1DSC-APC | 通用子面板，带1个双APC SC耦合器 | 51.6146 | https://www.l-com.cn/patch-panel-server-rack-universal-sub-panel-1-duplex-apc-sc-coupler
USP1FOPT-DSCB | 通用子面板，带1个双SC耦合器，带青铜色对齐套管 | 29.1643 | https://www.l-com.cn/patch-panel-server-rack-universal-sub-panel-1-duplex-sc-coupler-w-bronze-alignment-sleeve
USP1FOPT-LCSDB | 通用子面板，带1个单模或多模双LC耦合器 | 30.5253 | https://www.l-com.cn/patch-panel-server-rack-universal-sub-panel-1-singlemode-or-multimode-duplex-lc-coupler
USP1HD78F | 通用子面板，带有一个HDB78直通适配器 | 103.5966 | https://www.l-com.cn/patch-panel-server-rack-universal-sub-panel-one-hdb78-feed-thru-adapter
USP1NB | 通用子面板，带1个N型穿壁式适配器 | 24.73 | https://www.l-com.cn/patch-panel-server-rack-universal-sub-panel-one-n-type-feed-thru-bulkhead-coupler
USP1SVID2RCAB | 通用子面板，带1个S-Video和2个RCA耦合器 | 51.6949 | https://www.l-com.cn/patch-panel-server-rack-universal-sub-panel-single-s-video-and-dual-rca-couplers
USP21-4 | 通用系列面板，带两个¼英寸（6.4毫米）音频插座（焊接型） | 34.1465 | https://www.l-com.cn/patch-panel-server-rack-universal-sub-panel-two-1-4-audio-jacks-solder-type
USP221B | 通用钢制子面板，带1个直径0.5in/1.3cm的D型孔，黑色 | 13.0911 | https://www.l-com.cn/patch-panel-server-rack-universal-steel-sub-panel-with-one-05-d-hole-black
USP222B | 通用钢制子面板，带2个直径0.5in/1.3cm的D型孔，黑色 | 10.8202 | https://www.l-com.cn/patch-panel-server-rack-universal-steel-sub-panel-with-two-05-d-holes-black
USP223B | 通用钢制面板，带三个0.5英寸（12.7毫米）D型孔，黑 | 5.39 | https://www.l-com.cn/patch-panel-server-rack-universal-steel-sub-panel-with-three-05-d-holes-black
USP224B | 通用钢制子面板，带4个直径0.5in/1.3cm的D型孔，黑色 | 9.1476 | https://www.l-com.cn/patch-panel-server-rack-universal-steel-sub-panel-with-four-05-d-holes-black
USP231B | 通用钢制子面板，带4个Keystone开口 | 14.6628 | https://www.l-com.cn/patch-panel-server-rack-universal-steel-sub-panel-with-four-keystone-openings
USP2-35MM | 通用子面板，带2个3.5mm立体声母头耦合器 | 49.022 | https://www.l-com.cn/patch-panel-server-rack-universal-sub-panel-dual-35mm-stereo-audio-female-couplers
USP238B | 通用钢制子面板，带2个Keystone开口 | 9.2974 | https://www.l-com.cn/patch-panel-server-rack-universal-steel-sub-panel-with-two-keystone-openings
USP24BFB | 通用子面板，IEEE-488穿壁式适配器，正向入口 | 65.34 | https://www.l-com.cn/patch-panel-server-rack-universal-sub-panel-ieee-488-bulkhead-adapter-normal-entry
USP24BFRB | 通用子面板，IEEE-488穿壁式适配器，反向入口 | 67.9536 | https://www.l-com.cn/patch-panel-server-rack-universal-sub-panel-ieee-488-bulkhead-adapter-reverse-entry
USP250B | 具有1个DB50 / HD78孔的通用钢质子面板 | 29.9547 | https://www.l-com.cn/patch-panel-server-rack-universal-steel-sub-panel-with-one-db50-hd78-hole
USP253B | USP子面板 双工SC /四LC耦合器插槽，黑色， 数量1 | 19.1 | https://www.l-com.cn/patch-panel-server-rack-usp-sub-panel-1-duplex-sc-quad-lc-coupler-slot-black
USP254B | USP子面板 双工SC /四LC耦合器插槽，黑色，数量2 | 11.088 | https://www.l-com.cn/patch-panel-server-rack-usp-sub-panel-2-duplex-sc-quad-lc-coupler-slots-black
USP255B | USP子面板 MTRJ 耦合器插槽，黑色，数量1 | 18.3128 | https://www.l-com.cn/patch-panel-server-rack-usp-sub-panel-1-mtrj-coupler-slot-black
USP2BB | 通用子面板，带2个BNC适配器 | 45.0054 | https://www.l-com.cn/patch-panel-server-rack-universal-sub-panel-2-bnc-feed-thru-adapters
USP2BDB | 通用子面板，带2个BNC适配器，绝缘，黑色 | 26.7476 | https://www.l-com.cn/patch-panel-server-rack-universal-sub-panel-2-insulated-bnc-feed-thru-adapters
USP2DPF | 通用系列面板，带两个DisplayPort耦合器 | 118.2645 | https://www.l-com.cn/patch-panel-server-rack-universal-sub-panel-dual-displayport-couplers
USP2DSC-APC | 通用子面板，带2个双APC SC耦合器 | 80.9226 | https://www.l-com.cn/patch-panel-server-rack-universal-sub-panel-2-duplex-apc-sc-coupler
USP2DVIB | 通用子面板，双DVI耦合器 | 114.444 | https://www.l-com.cn/patch-panel-server-rack-universal-sub-panel-dual-dvi-couplers
USP2ECF4SB | 通用黑色子面板，2个象牙色直通耦合器，RJ11 (6x4)直通型 | 31.6154 | https://www.l-com.cn/patch-panel-server-rack-universal-sub-panel-black-2-ivory-feed-thru-couplers-rj11-6x4-straight
USP2ECF6SB | 黑色通用子面板，带2个乳白色卡扣安装耦合器，RJ12（6x6）直通型 | 34.9645 | https://www.l-com.cn/patch-panel-server-rack-universal-sub-panel-black2-ivory-feed-thru-couplers-rj12-6x6-straight
USP2ECF8SKB | 黑色通用子面板，带2个乳白色卡扣安装耦合器，RJ45K（8x8K）直通型 | 34.735 | https://www.l-com.cn/patch-panel-server-rack-universal-sub-panel-black-2-ivory-feed-thru-couplers-rj45k-8x8k-straight
USP2ECF-94MSB | 通用子面板，带2个ECF504B-94MS耦合器 | 47.3616 | https://www.l-com.cn/patch-panel-server-rack-universal-sub-panel-two-ecf504b-94ms-couplers
USP2ECFB4SB | 黑色通用子面板，带2个黑色卡扣安装耦合器，RJ11（6x4）直通型 | 37.391 | https://www.l-com.cn/patch-panel-server-rack-universal-sub-panel-black-2-black-feed-thru-couplers-rj11-6x4-straight
USP2ECFB6SB | 黑色通用子面板，带2个黑色卡扣安装耦合器，RJ12（6x6）直通型 | 37.6596 | https://www.l-com.cn/patch-panel-server-rack-universal-sub-panel-black-2-black-feed-thru-couplers-rj12-6x6-straight
USP2ECFB8SKB | 黑色通用子面板，带2个黑色卡扣安装耦合器，RJ45K（8x8K）直通型 | 32.3708 | https://www.l-com.cn/patch-panel-server-rack-universal-sub-panel-black-2-black-feed-thru-couplers-rj45k-8x8k-straight
USP2ECF-C3B | 通用子面板，带2个3类耦合器，RJ45非屏蔽式 | 32.3268 | https://www.l-com.cn/patch-panel-server-rack-universal-sub-panel-2-category-3-couplers-rj45-unshielded
USP2ECF-C5EB | 通用子面板，带2个超5类非屏蔽式RJ45耦合器 | 29.1456 | https://www.l-com.cn/patch-panel-server-rack-universal-sub-panel-2-category-5e-couplers-rj45-unshielded
USP2ECF-C5EBM | 通用系列面板，带两个超5类薄型微耦合器，RJ45，非屏蔽 | 36.2208 | https://www.l-com.cn/patch-panel-server-rack-universal-sub-panel-2-category-5e-low-profile-mini-couplers-rj45-unshielded
USP2ECF-C6A | 通用系列面板，带两个超6类耦合器，RJ45，非屏蔽 | 41.844 | https://www.l-com.cn/patch-panel-server-rack-universal-sub-panel-2-category-6a-couplers-rj45-unshielded
USP2ECF-C6B | 通用子面板，带2个6类耦合器，RJ45非屏蔽 | 32.4918 | https://www.l-com.cn/patch-panel-server-rack-universal-sub-panel-2-category-6-couplers-rj45-unshielded
USP2ECF-C6BM | 通用系列面板，带两个6类薄型微耦合器，RJ45，非屏蔽 | 39.9564 | https://www.l-com.cn/patch-panel-server-rack-universal-sub-panel-2-category-6-low-profile-mini-couplers-rj45-unshielded
USP2ECF-SC3B | 通用子面板，带2个3类耦合器，RJ45屏蔽式 | 52.096 | https://www.l-com.cn/patch-panel-server-rack-universal-sub-panel-2-category-3-couplers-rj45-shielded
USP2ECF-SC5EB | 通用子面板，带2个超5类屏蔽式RJ45耦合器 | 36.1196 | https://www.l-com.cn/patch-panel-server-rack-universal-sub-panel-2-category-5e-couplers-rj45-shielded
USP2ECF-SC5EBM | 通用系列面板，带两个超5类薄型微耦合器，RJ45，屏蔽 | 41.1444 | https://www.l-com.cn/patch-panel-server-rack-universal-sub-panel-2-category-5e-low-profile-mini-couplers-rj45-shielded
USP2ECF-SC6B | 通用子面板，带2个6类耦合器，RJ45屏蔽 | 38.4516 | https://www.l-com.cn/patch-panel-server-rack-universal-sub-panel-2-category-6-couplers-rj45-shielded
USP2ECF-SC6BM | 通用系列面板，带两个6类薄型微耦合器，RJ45，屏蔽 | 43.1112 | https://www.l-com.cn/patch-panel-server-rack-universal-sub-panel-2-category-6-low-profile-mini-couplers-rj45-shielded
USP2ECF-UAASB | 通用系列面板，带两个ECF504-UAASB耦合器 | 39.6792 | https://www.l-com.cn/patch-panel-server-rack-universal-sub-panel-two-ecf504-uaasb-couplers
USP2FDB | 通用子面板，带2个F型同轴直通耦合器，绝缘 | 22.4115 | https://www.l-com.cn/patch-panel-server-rack-universal-sub-panel-2-f-coax-feed-thrus-isolated
USP2FOPTB | 通用子面板，带2个单工ST耦合器 | 36.2722 | https://www.l-com.cn/patch-panel-server-rack-universal-sub-panel-2-simplex-st-couplers
USP2FOPT-DSCB | 通用子面板，带2个双SC耦合器，带青铜色对齐管 | 38.4319 | https://www.l-com.cn/patch-panel-server-rack-universal-sub-panel-2-duplex-sc-coupler-w-bronze-alignment-sleeve
USP2FOPT-DSCB-CR | 通用系列面板，带两个双芯SC耦合器和陶瓷对准套管 | 49.4583 | https://www.l-com.cn/patch-panel-server-rack-universal-sub-panel-2-duplex-sc-coupler-w-ceramic-alignment-sleeve
USP2HDB44FB | 通用子面板，带2个HD44耦合器 | 75.5744 | https://www.l-com.cn/patch-panel-server-rack-universal-sub-panel-2-hd44-feed-thru-adapters
USP2KC-R5EB | 通用子面板，带2个超5类直角非屏蔽式RJ45耦合器 | 39.9046 | https://www.l-com.cn/patch-panel-server-rack-universal-sub-panel-2-category-5e-right-angle-unshielded-rj45-couplers
USP2KCS-R5EB | 通用子面板，带2个超5类直角屏蔽式RJ45耦合器 | 42.2136 | https://www.l-com.cn/patch-panel-server-rack-universal-sub-panel-2-category-5e-right-angle-shielded-rj45-couplers
USP2MC5B | 通用子面板，2个超5类耦合器，RJ45直通型 | 19.3847 | https://www.l-com.cn/patch-panel-server-rack-universal-sub-panel-2-category-5e-couplers-rj45-straight-thru
USP2MC6A | 通用系列面板，带两个超6类耦合器，RJ45直通布线 | 30.5536 | https://www.l-com.cn/patch-panel-server-rack-universal-sub-panel-2-category-6a-couplers-rj45-straight-thru
USP2MC6B | 通用子面板，带2个6类耦合器，RJ45直通式 | 22.7443 | https://www.l-com.cn/patch-panel-server-rack-universal-sub-panel-2-category-6-couplers-rj45-straight-thru
USP2MC6BM | 通用系列面板，带两个6类薄型微耦合器，RJ45直通布线 | 31.3949 | https://www.l-com.cn/patch-panel-server-rack-universal-sub-panel-2-category-6-low-profile-mini-couplers-rj45-straight-thru
USP2MD6B | 通用子面板，带2个迷你DIN 6适配器，母头/母头 | 48.8565 | https://www.l-com.cn/patch-panel-server-rack-universal-sub-panel-2-mini-din-6-feed-thru-adapters-female-female
USP2MK-C5B | 通用子面板，带2个110型超5类插座，RJ45 EIA568A/B | 27.5616 | https://www.l-com.cn/patch-panel-server-rack-universal-sub-panel-2-110-category-5e-jacks-rj45-eia568a-b
USP2MK-C6B | 通用子面板，带2个110型6类插座，RJ45 EIA568A/B | 81.0582 | https://www.l-com.cn/patch-panel-server-rack-universal-sub-panel-2-110-category-6-jacks-rj45-eia568a-b
USP2MK-SC5B | 通用子面板，带2个110型屏蔽式超5类插座，RJ45 EIA568 | 33.5227 | https://www.l-com.cn/patch-panel-server-rack-universal-sub-panel-2-110-shielded-category-5e-jacks-rj45-eia568
USP2MK-SC6B | 通用子面板，带2个110型屏蔽式6类插座，RJ45 EIA568 | 40.853 | https://www.l-com.cn/patch-panel-server-rack-universal-sub-panel-2-110-shielded-category-6-jacks-rj45-eia568
USP2QD-MM | 通用子面板，带2个多模四LC耦合器 | 64.1293 | https://www.l-com.cn/patch-panel-server-rack-universal-sub-panel-2-multimode-quad-lc-couplers
USP2QD-SM | 通用子面板，带2个单模四LC耦合器 | 64.1576 | https://www.l-com.cn/patch-panel-server-rack-universal-sub-panel-2-single-mode-quad-lc-couplers
USP2RCAB | 通用子面板，带2个RCA型耦合器，红色/白色 | 38.5704 | https://www.l-com.cn/patch-panel-server-rack-universal-sub-panel-dual-rca-couplers-red-white
USP2SMC5BM | 通用系列面板，带两个超5类屏蔽薄型微耦合器，RJ45直通布线 | 33.8722 | https://www.l-com.cn/patch-panel-server-rack-universal-sub-panel-2-shielded-category-5e-low-profile-mini-couplers-rj45-straight-thru
USP2SMC6A | 通用系列面板，带两个屏蔽超6类耦合器，RJ45直通布线 | 39.852 | https://www.l-com.cn/patch-panel-server-rack-universal-sub-panel-2-shielded-category-6a-couplers-rj45-straight-thru
USP2SMC6BM | 通用系列面板，带两个屏蔽6类薄型微耦合器，RJ45直通布线 | 29.304 | https://www.l-com.cn/patch-panel-server-rack-universal-sub-panel-2-shielded-category-6-low-profile-mini-couplers-rj45-straight-thru
USP2TB | 通用子面板，带2个TNC适配器，接地 | 31.4127 | https://www.l-com.cn/patch-panel-server-rack-universal-sub-panel-2-tnc-feed-thru-adapters-grounded
USP2TDB | 通用子面板，带2个TNC适配器，绝缘 | 39.2198 | https://www.l-com.cn/patch-panel-server-rack-universal-sub-panel-2-tnc-feed-thru-adapters-insulated
USP2XLRF | 3针XLR型通用子面板，带2个3孔母头耦合器 | 33.4337 | https://www.l-com.cn/patch-panel-server-rack-universal-sub-panel-dual-xlr-3-pin-female-couplers
USP2XLRM | 3针XLR型通用子面板，带2个3孔公头耦合器 | 33.3828 | https://www.l-com.cn/patch-panel-server-rack-universal-sub-panel-dual-xlr-3-pin-male-couplers
USP2XLRMF | 3针XLR型通用子面板，带2个3孔公头/母头耦合器 | 30.5237 | https://www.l-com.cn/patch-panel-server-rack-universal-sub-panel-dual-xlr-3-pin-couplers-1-m-1-f
USP3RCAB | 通用子面板，带3个RCA型耦合器，黄色/红色/白色 | 42.108 | https://www.l-com.cn/patch-panel-server-rack-universal-sub-panel-three-rca-couplers-yellow-red-white
USP3RCA-CB | 通用子面板，带3个RCA型耦合器，绿色/蓝色/红色 | 42.4314 | https://www.l-com.cn/patch-panel-server-rack-universal-sub-panel-three-rca-couplers-green-blue-red
USP41-4 | 通用系列面板，带4个¼英寸（6.4毫米）音频插座（焊接型） | 30.4392 | https://www.l-com.cn/patch-panel-server-rack-universal-sub-panel-four-1-4-audio-jacks-solder-type
USP4-35MM | 通用子面板，带4个3.5mm立体声母头耦合器 | 73.2471 | https://www.l-com.cn/patch-panel-server-rack-universal-sub-panel-quad-35mm-stereo-audio-female-couplers
USP4BB | 通用子面板，带4个BNC适配器 | 78.705 | https://www.l-com.cn/patch-panel-server-rack-universal-sub-panel-4-bnc-feed-thru-adapters
USP4BDB | 通用子面板，带4个BNC适配器，绝缘 | 43.4608 | https://www.l-com.cn/patch-panel-server-rack-universal-sub-panel-4-insulated-bnc-feed-thru-adapters
USP4FC-APC | 通用子面板，带4个单APC FC耦合器 | 118.2456 | https://www.l-com.cn/patch-panel-server-rack-universal-sub-panel-4-simplex-apc-fc-couplers
USP4FOPTB | 通用子面板，带4个ST耦合器 | 33.6336 | https://www.l-com.cn/patch-panel-server-rack-universal-sub-panel-4-simplex-st-couplers
USP4FOPT-FCB | 通用系列面板，带4个单芯FC耦合器 | 57.9216 | https://www.l-com.cn/patch-panel-server-rack-universal-sub-panel-4-simplex-fc-couplers
USP4KC-R5EB | 通用子面板，带4个超5类直角非屏蔽式RJ45耦合器 | 72.9036 | https://www.l-com.cn/patch-panel-server-rack-universal-sub-panel-4-category-5e-right-angle-unshielded-rj45-couplers
USP4KCS-R5EB | 通用子面板，带4个超5类直角屏蔽式RJ45耦合器 | 89.0505 | https://www.l-com.cn/patch-panel-server-rack-universal-sub-panel-4-category-5e-right-angle-shielded-rj45-couplers
USP4MC5B | 通用子面板，4个超5类耦合器，RJ45直通型 | 35.8538 | https://www.l-com.cn/patch-panel-server-rack-universal-sub-panel-4-category-5e-couplers-rj45-straight-thru
USP4MC6A | 通用系列面板，带4个超6类耦合器，RJ45直通布线 | 56.533 | https://www.l-com.cn/patch-panel-server-rack-universal-sub-panel-4-category-6a-couplers-rj45-straight-thru
USP4MC6B | 通用子面板，带4个6类耦合器，RJ45直通式 | 43.2696 | https://www.l-com.cn/patch-panel-server-rack-universal-sub-panel-4-category-6-couplers-rj45-straight-thru
USP4MC6BM | 通用系列面板，带4个6类薄型微耦合器，RJ45直通布线 | 53.9827 | https://www.l-com.cn/patch-panel-server-rack-universal-sub-panel-4-category-6-low-profile-mini-couplers-rj45-straight-thru
USP4MD6B | 通用子面板，带4个迷你DIN 6适配器，母头/母头 | 88.997 | https://www.l-com.cn/patch-panel-server-rack-universal-sub-panel-4-mini-din-6-feed-thru-adapters-female-female
USP4MK-C5B | 通用子面板，带4个110型超5类插座，RJ45 EIA568A/B | 36.6696 | https://www.l-com.cn/patch-panel-server-rack-universal-sub-panel-4-110-category-5e-jacks-rj45-eia568a-b
USP4MK-C6B | 通用子面板，带4个110型6类插座，RJ45 EIA568A/B | 142.2997 | https://www.l-com.cn/patch-panel-server-rack-universal-sub-panel-4-110-category-6-jacks-rj45-eia568a-b
USP4MK-SC5B | 通用子面板，带4个110型屏蔽式超5类插座，RJ45 EIA568 | 49.1262 | https://www.l-com.cn/patch-panel-server-rack-universal-sub-panel-4-110-shielded-category-5e-jacks-rj45-eia568
USP4MK-SC6B | 通用子面板，带4个110型屏蔽式6类插座，RJ45 EIA568 | 58.2993 | https://www.l-com.cn/patch-panel-server-rack-universal-sub-panel-4-110-shielded-category-6-jacks-rj45-eia568
USP4SMC5B | 通用子面板，4个屏蔽式超5类耦合器，RJ45直通型 | 54.572 | https://www.l-com.cn/patch-panel-server-rack-universal-sub-panel-4-shielded-category-5e-couplers-rj45-straight-thru
USP4SMC5BM | 通用系列面板，带4个超5类屏蔽薄型微耦合器，RJ45直通布线 | 58.7969 | https://www.l-com.cn/patch-panel-server-rack-universal-sub-panel-4-shielded-category-5e-low-profile-mini-couplers-rj45-straight-thru
USP4SMC6A | 通用系列面板，带4个屏蔽超6类耦合器，RJ45直通布线 | 82.5798 | https://www.l-com.cn/patch-panel-server-rack-universal-sub-panel-4-shielded-category-6a-couplers-rj45-straight-thru
USP4SMC6BM | 通用系列面板，带4个屏蔽6类薄型微耦合器，RJ45直通布线 | 58.7276 | https://www.l-com.cn/patch-panel-server-rack-universal-sub-panel-4-shielded-category-6-low-profile-mini-couplers-rj45-straight-thru
USP-A | 通用铝制备用子面板，黑色 | 7.0451 | https://www.l-com.cn/patch-panel-server-rack-universal-aluminum-blank-sub-panel-black
USP-A1 | 通用铝制子面板，带1个直径0.5in/1.3cm的D型孔，黑色 | 11.6367 | https://www.l-com.cn/patch-panel-server-rack-universal-alum-sub-panel-with-one-05-d-hole-black
USP-A2 | 通用铝制子面板，带2个直径0.5in/1.3cm的D型孔，黑色 | 10.2533 | https://www.l-com.cn/patch-panel-server-rack-universal-alum-sub-panel-with-two-05-d-holes-black
USP-A4 | 通用铝制子面板，带4个直径0.5in/1.3cm的D型孔，黑色 | 12.05 | https://www.l-com.cn/patch-panel-server-rack-universal-alum-sub-panel-with-four-05-d-holes-black
USPB | 通用钢制子面板 | 5.6233 | https://www.l-com.cn/patch-panel-server-rack-universal-sub-panel-steel
USP-BPRB | 通用子面板，黑色，带接线柱对，红色/黑色 | 29.304 | https://www.l-com.cn/patch-panel-server-rack-universal-sub-panel-black-with-binding-post-pair-red-black
USP-CTB75 | 帽式终端负载，带保护系链，BNC 75欧姆 | 5.94 | https://www.l-com.cn/coaxial-protective-chained-cap-terminator-bnc-75-ohm
USP-CTS50 | 帽式终端负载，带保护系链，SMA 50欧姆 | 15.47 | https://www.l-com.cn/coaxial-protective-chained-cap-terminator-sma-50-ohm
USP-CTT50 | 帽式终端负载，带保护系链，TNC 50欧姆 | 9.515 | https://www.l-com.cn/coaxial-protective-chained-cap-terminator-tnc-50-ohm
USP-DB37FB | 通用子面板，带1个DB37耦合器 | 22.445 | https://www.l-com.cn/patch-panel-server-rack-universal-sub-panel-one-db37-feed-thru-adapter
USP-DB9-25FB | 通用子面板，带1个DB9和1个DB25耦合器 | 62.43 | https://www.l-com.cn/patch-panel-server-rack-universal-sub-panel-one-db9-and-one-db25-feed-thru
USP-P | 通用塑料备用子面板，白色 | 4.88 | https://www.l-com.cn/patch-panel-server-rack-universal-plastic-blank-sub-panel-white-color
USP-PCT | 保护帽，用于TNC母头，带链条 | 7.195 | https://www.l-com.cn/coaxial-protective-chained-cap-tnc
V7C00002 | 特优型75欧姆适配器，F型公头/BNC母头 | 19.008 | https://www.l-com.cn/coaxial-premium-75-ohm-adapter-f-male-to-bnc-female
V7C00003 | F S/T Plug for RG59 Crimp Ferrule | 4.1184 | https://www.l-com.cn/coaxial-f-s-t-plug-for-rg59-crimp-ferrule
V7C00011 | BNC B/H End Launch Jack 1.6t | 14.1768 | https://www.l-com.cn/coaxial-bnc-b-h-end-launch-jack-16t
V7C00017 | BNC R/A Bulkhead Jack PCB Type | 29.3832 | https://www.l-com.cn/coaxial-bnc-r-a-bulkhead-jack-pcb-type
VAD001FM | HDMI母头/Micro-HDMI公头适配器 | 73.5 | https://www.l-com.cn/audio-video-hdmi-female-to-micro-hdmi-male-adapter
VGC00001 | 直角型适配器，HD15公头/HD15母头 | 23.1264 | https://www.l-com.cn/d-sub-hd15-male-to-hd15-female-right-angle-adapter
VHA00001-05M | 高柔性HDMI线缆，0.5米 | 73.8981 | https://www.l-com.cn/audio-video-hdmi-high-flex-cable-05m
VHA00003-1M | HDMI Female Waterproof to HDMI Male standard length 1M | 46.72 | https://www.l-com.cn/audio-video-hdmi-female-waterproof-to-hdmi-male-standard-length-1m
VHA00005-18M | HDMI公头/公头信号增强线，18米 | 643.3328 | https://www.l-com.cn/audio-video-hdmi-male-to-male-active-extended-length-cable-18m
VHA00009-1M | High Speed HDMI Cable color White length 1M | 43.24 | https://www.l-com.cn/audio-video-high-speed-hdmi-cable-color-white-length-1m
VHA00009-2M | High Speed HDMI Cable color White length 2M | 49.1825 | https://www.l-com.cn/audio-video-high-speed-hdmi-cable-color-white-length-2m
VHA00009-3M | High Speed HDMI Cable color White length 3M | 54.7928 | https://www.l-com.cn/audio-video-high-speed-hdmi-cable-color-white-length-3m
VHA00010-1M | Waterproof HDMI length 1M | 117.6912 | https://www.l-com.cn/audio-video-waterproof-hdmi-length-1m
VHA00010-2M | Waterproof HDMI length 2M | 131.6304 | https://www.l-com.cn/audio-video-waterproof-hdmi-length-2m
VHA00010-3M | Waterproof HDMI length 3M | 145.5696 | https://www.l-com.cn/audio-video-waterproof-hdmi-length-3m
VHA00010-4M | Waterproof HDMI length 4M | 157.4496 | https://www.l-com.cn/audio-video-waterproof-hdmi-length-4m
VHA00010-5M | Waterproof HDMI length 5M | 171.3888 | https://www.l-com.cn/audio-video-waterproof-hdmi-length-5m
VHA00012-05M | HDMI Flat Cables length 0.5M | 28.409 | https://www.l-com.cn/audio-video-hdmi-flat-cables-length-05m
VHA00012-1M | HDMI Flat Cables length 1M | 33.264 | https://www.l-com.cn/audio-video-hdmi-flat-cables-length-1m
VHA00012-2M | HDMI Flat Cables length 2M | 41.184 | https://www.l-com.cn/audio-video-hdmi-flat-cables-length-2m
VHA00012-3M | HDMI Flat Cables length 3M | 49.896 | https://www.l-com.cn/audio-video-hdmi-flat-cables-length-3m
VHA00013-4M | HDMI Flat Cables length 4M | 78.408 | https://www.l-com.cn/audio-video-hdmi-flat-cables-length-4m
VHA00013-5M | HDMI Flat Cables length 5M | 91.08 | https://www.l-com.cn/audio-video-hdmi-flat-cables-length-5m
VHA00014-1M | HDMI (M)to DisplayPort (M) LSZH 1M Cable | 56.5585 | https://www.l-com.cn/audio-video-hdmi-mto-displayport-m-lszh-1m-cable
VHA00014-5M | HDMI (M)to DisplayPort (M) LSZH 5M Cable | 85.0065 | https://www.l-com.cn/audio-video-hdmi-mto-displayport-m-lszh-5m-cable
VHA00015-1M | 可转动连接器HDMI线缆，HDMI公头至HDMI公头，1.0米 | 40.392 | https://www.l-com.cn/swivel-connector-hdmi-cable-hdmi-male-hdmi-male-1.0-m-vha00015-1m
VHA00015-2M | 可转动连接器HDMI线缆，HDMI公头至HDMI公头，2.0米 | 45.144 | https://www.l-com.cn/swivel-connector-hdmi-cable-hdmi-male-hdmi-male-2.0-m-vha00015-2m
VHA00015-3M | 可转动连接器HDMI线缆，HDMI公头至HDMI公头，3.0米 | 50.688 | https://www.l-com.cn/swivel-connector-hdmi-cable-hdmi-male-hdmi-male-3.0-m-vha00015-3m
VHA00015-4M | 可转动连接器HDMI线缆，HDMI公头至HDMI公头，4.0米 | 56.232 | https://www.l-com.cn/swivel-connector-hdmi-cable-hdmi-male-hdmi-male-4.0-m-vha00015-4m
VHA00018-1M | 工业级防水HDMI线缆，带防尘帽，1米 | 43.0924 | https://www.l-com.cn/waterproof-hdmi-industrial-cable-dust-cap-1m-vha00018-1m
VHA00018-2M | 工业级防水HDMI线缆，带防尘帽，2米 | 45.54 | https://www.l-com.cn/waterproof-hdmi-industrial-cable-dust-cap-2m-vha00018-2m
VHA00018-3M | 工业级防水HDMI线缆，带防尘帽，3米 | 56.1528 | https://www.l-com.cn/waterproof-hdmi-industrial-cable-dust-cap-3m-vha00018-3m
VHA00018-4M | 工业级防水HDMI线缆，带防尘帽，4米 | 63.2016 | https://www.l-com.cn/waterproof-hdmi-industrial-cable-dust-cap-4m-vha00018-4m
VHA00019-3M | High Speed HDMI Cable w/ Ferrites, Black, 3M | 46.5696 | https://www.l-com.cn/usb-c-to-dvi-cable-assembly-1m
VHA00020-1M | HDMI 至 USB C, 1米 | 106.92 | https://www.l-com.cn/displayport-to-hdmi-cable-assembly-male-male-3m
VHA00020-3M | HDMI 至 USB C, 3米 | 150.48 | https://www.l-com.cn/displayport-to-dvi-cable-assembly-male-male-1m
VHA00021-0.5M | 超高速HDMI线缆，公头/公头，0.5米 | 17.6167 | https://www.l-com.cn/usb-c-to-dvi-cable-assembly-3m
VHA00021-1M | 超高速HDMI线缆，公头/公头，1米 | 26.7036 | https://www.l-com.cn/usb-c-to-displayport-cable-assembly-1m
VHA00021-2M | 超高速HDMI线缆，公头/公头，2米 | 28.4167 | https://www.l-com.cn/usb-c-to-displayport-cable-assembly-3m
VHA00021-3M | 超高速HDMI线缆，公头/公头，3米 | 62.8848 | https://www.l-com.cn/usb-c-to-hdmi-cable-assembly-1m
VHA00022-10F | 高速HDMI线缆， 细线，公头/公头，10英尺 | 24.2341 | https://www.l-com.cn/high-speed-hdmi-cable-w-ferrites-black-3m
VHA00022-1F | 高速HDMI线缆， 细线，公头/公头，1英尺 | 9.476 | https://www.l-com.cn/usb-c-to-hdmi-cable-assembly-3m
VHA00023-1F | 超高速HDMI线缆，公头/公头，0.5米 | 22.1602 | https://www.l-com.cn/ultra-high-speed-hdmi-cable-m-m-0.5m-vha00021-0.5m
VHA00023-2F | 超高速HDMI线缆，公头/公头，1米 | 12.142 | https://www.l-com.cn/ultra-high-speed-hdmi-cable-m-m-1m-vha00021-1m
VHA00023-3F | 超高速HDMI线缆，公头/公头，2米 | 14.726 | https://www.l-com.cn/ultra-high-speed-hdmi-cable-m-m-2m-vha00021-2m
VHC00004 | 直角型适配器，HDMI公头/HDMI母头 | 28.03 | https://www.l-com.cn/audio-video-hdmi-male-to-female-right-angle-adapter
VHC00008 | 适配器，HDMI Type-C公头/HDMI D型母头 | 15.444 | https://www.l-com.cn/audio-video-hdmi-type-c-male-to-hdmi-type-d-female-adapter
VHC00012 | 适配器，HDMI Type-C公头/HDMI A型母头 | 17.028 | https://www.l-com.cn/audio-video-hdmi-type-c-male-to-hdmi-type-a-female-adapter
VHC00013 | 适配器，HDMI A型公头/HDMI Type-C母头 | 17.028 | https://www.l-com.cn/audio-video-hdmi-type-a-male-to-hdmi-type-c-female-adapter
VHC00014 | 适配器，HDMI D型公头/HDMI Type-C母头 | 17.028 | https://www.l-com.cn/audio-video-hdmi-type-d-male-to-hdmi-type-c-female-adapter
VHC00016 | 适配器，HDMI母头/HDMI母头 | 14.652 | https://www.l-com.cn/audio-video-hdmi-female-to-hdmi-female-adapter
VHC00020 | 适配器，HDMI母头/VGA公头，带音频线 | 60.984 | https://www.l-com.cn/audio-video-hdmi-female-to-vga-male-adapter-with-audio
VHC00022 | 直角型适配器，HDMI公头/HDMI母头 | 20.4336 | https://www.l-com.cn/audio-video-hdmi-male-to-female-right-angle
VHC00025 | HDMI Bendable Adapter male to female Exit 1 | 22.968 | https://www.l-com.cn/audio-video-hdmi-bendable-adapter-male-to-female-exit-1
VHC00026 | HDMI Bendable Adapter male to male | 22.968 | https://www.l-com.cn/audio-video-hdmi-bendable-adapter-male-to-male
VHC00028 | HDMI公头至母头6英寸（15.2厘米）转接线 | 61.776 | https://www.l-com.cn/hdmi-male-female-6-inch-adapter-cable-vhc00028
VHC00030 | 白色HDMI/Keystone转接线，带6英寸（15.2厘米）预剥线 | 30.096 | https://www.l-com.cn/white-hdmi-keystone-adapter-with-6-pigtail
VIA00001-10F | DVI w/Metal Shell Male to DisplayPort LSZH Cable 10 feet | 308.88 | https://www.l-com.cn/audio-video-dvi-w-metal-shell-male-to-displayport-lszh-cable-10-feet
VIA00001-1F | DVI w/Metal Shell Male to DisplayPort LSZH Cable 1 foot | 253.44 | https://www.l-com.cn/audio-video-dvi-w-metal-shell-male-to-displayport-lszh-cable-1-foot
VIA00001-3F | DVI w/Metal Shell Male to DisplayPort LSZH Cable 3 feet | 269.28 | https://www.l-com.cn/audio-video-dvi-w-metal-shell-male-to-displayport-lszh-cable-3-feet
VIA00001-4F | DVI w/Metal Shell Male to DisplayPort LSZH Cable 4 feet | 277.2 | https://www.l-com.cn/audio-video-dvi-w-metal-shell-male-to-displayport-lszh-cable-4-feet
VIA00001-5F | DVI w/Metal Shell Male to DisplayPort LSZH Cable 5 feet | 285.12 | https://www.l-com.cn/audio-video-dvi-w-metal-shell-male-to-displayport-lszh-cable-5-feet
VIA00002-1M | USB C to DVI Cable Assembly, 1M | 118.8 | https://www.l-com.cn/undefined-vha00018-4m
VIA00002-3M | USB C to DVI Cable Assembly, 3M | 142.56 | https://www.l-com.cn/mini-displayport-to-displayport-male-male-lszh-cable-assembly-1m
VIC00003 | DVI-I（24+5）公头/VGA母头适配器 | 24.3144 | https://www.l-com.cn/audio-video-dvi-245-male-to-vga-female-adapter
VIC00006 | DVI-I（24+5）公头/DVI母头直角型适配器 | 28.4266 | https://www.l-com.cn/audio-video-dvi-245-male-to-dvi-female-right-angle-adaptor
VIC00008 | DVI适配器，DVI-D母头/HDMI公头，白 | 24.948 | https://www.l-com.cn/audio-video-dvi-adapter-dvi-d-female-to-hdmi-male-color-black
VMC00001 | XLR male to RCA male Adaptor | 19.8 | https://www.l-com.cn/audio-video-xlr-male-to-rca-male-adaptor
VPA00001-1M | DisplayPort公头/DVI公头电缆组件，3米 | 79.2 | https://www.l-com.cn/displayport-to-dvi-cable-assembly-male-male-3m
VPA00001-3M | 高速HDMI线缆组件，两端带磁环，黑色外被，1米 | 110.88 | https://www.l-com.cn/high-speed-hdmi-cable-w-ferrites-black-1m
VPA00002-3M | Mini DisplayPort to DisplayPort Male/Male LSZH Cable Assembly, 3M | 81.9226 | https://www.l-com.cn/undefined-vha00015-2m
VPA00003-1M | DisplayPort to HDMI Cable Assembly Male/Male, 1M | 55.9057 | https://www.l-com.cn/undefined-vha00015-3m
VPA00003-3M | DisplayPort to HDMI Cable Assembly Male/Male, 3M | 81.3384 | https://www.l-com.cn/undefined-vha00015-4m
VPA00004-1M | DisplayPort to DVI Cable Assembly Male/Male, 1M | 67.5136 | https://www.l-com.cn/undefined-vha00018-1m
VPA00004-3M | DisplayPort to DVI Cable Assembly Male/Male, 3M | 164.9552 | https://www.l-com.cn/undefined-vha00018-2m
VPA00005-3M | Mini-DisplayPort/HDMI线缆组件，3米 | 125.3613 | https://www.l-com.cn/thinline-high-speed-hdmi-cable-ethernet-m-m-1ft-vha00022-1f
VPC00002 | Mini-DisplayPort/DisplayPort Keystone耦合器 | 20.592 | https://www.l-com.cn/mini-displayport-keystone-coupler-vpc00002
W02-EXT-USB2-50 | 超5类USB 2.0延长器（经UTP线缆将传输距离延长至50米） | 356.5331 | https://www.l-com.cn/usb-cat5e-usb-20-extender-extends-up-to-50-meters-over-utp
WJ650300 | IP65级防尘帽，用于插座 | 34.1194 | https://www.l-com.cn/ethernet-ip65-rated-protective-cap-for-jacks
WJ670300 | IP67级防尘帽，带挂绳，用于插座 | 30.502 | https://www.l-com.cn/ethernet-ip67-protective-cap-lanyard-for-jacks
WJ670301 | 防尘帽，用于电源线 | 65.1662 | https://www.l-com.cn/ethernet-protective-cover-for-cordset
WJAM315 | 工业级RJ45插头套件 | 89.7588 | https://www.l-com.cn/ethernet-industrial-rj45-plug-kit
WJR1FB5 | IP67工业级RJ45插座，带焊接端子 | 135.3947 | https://www.l-com.cn/ethernet-ip67-industrial-rj45-jack-w-solder-terminals
WJR2FB5 | IP67工业级5类屏蔽插座，568A/B | 121.702 | https://www.l-com.cn/ethernet-ip67-industrial-cat5-shielded-jack-568a-b
WM8-4G-4GP+ | 8端口工业级千兆PoE以太网交换机，4个10/100/1000TX RJ45端口，4个PoE+ 802.3at/af 60W 10/100/1000TX RJ45端口，墙面、磁性、DIN导轨安装 | 538.56 | https://www.l-com.cn/8-port-industrial-gigabit-poe-ethernet-switch-4x-rj45-10-100-1000tx-4x-rj45-10-100-1000tx-poe-plus-8023at-af-60w-wall-magnetic-din-mount
WP35-1 | 不锈钢墙装面板，一个3.5mm母头/母头耦合器 | 29.5592 | https://www.l-com.cn/audio-video-stainless-steel-wall-plate-one-35mm-female-female-coupler
WP67-BHA-DC | IP67级穿壁式或面板安装式防水耦合器套件，与TDG1026KS-C6A-DC兼容 | 33.0574 | https://www.l-com.cn/ip67-waterproof-bulkhead-panel-mount-coupler-kit-compatible-tdg1026ks-c6a-dc-wp67-bha-dc
WP67-RJ45-DC | IP67防水RJ45公头套件，与WP67-BHA-DC兼容 | 21.3048 | https://www.l-com.cn/ip67-waterproof-rj45-plug-kit-compatible-wp67-bha-dc-wp67-rj45-dc
WPBHC5E110 | 超5类IP67级RJ45/110穿壁式面板安装耦合器，屏蔽，直插式，PoE+，带防尘帽 | 26.136 | https://www.l-com.cn/ethernet-cat-5e-ip67-rj45-to-110-bulkhead-panel-mount-coupler-shielded-feed-thru-poe-with-dust-cap
WPC1 | 不锈钢墙装面板，一个0.5英寸（12.7毫米）直径D型孔 | 10.9412 | https://www.l-com.cn/coaxial-stainless-wall-plate-one-05-dia-d-hole
WPCAT5 | 穿板式10/100 Base-T 5类浪涌保护器（避雷器） | 93.5748 | https://www.l-com.cn/surge-protector-in-wall-electrical-box-mount-10-100-base-cat5-lightning-surge-protector
WPCAT6 | 穿板式10/100/1000 Base-T 6类浪涌保护器（避雷器） | 116.8992 | https://www.l-com.cn/surge-protector-in-wall-electrical-box-mount-10-100-1000-base-cat6-lightning-surge-protector
WPD100 | 空白不锈钢墙装面板 | 13.464 | https://www.l-com.cn/coaxial-stainless-wall-plate-blank
WPD109 | 不锈钢壁装插座板，一个DB9 /HD15开口 | 8.7414 | https://www.l-com.cn/d-sub-stainless-wall-plate-one-db9-hd15-hdmi-opening
WPD125 | 不锈钢壁装插座板，一个DB25/HD44开口 | 9.1476 | https://www.l-com.cn/d-sub-stainless-wall-plate-one-db25-hd44-opening
WPD3 | 不锈钢墙装面板，一个DB25开口和一个0.5英寸（12.7毫米）直径D型孔 | 3.7415 | https://www.l-com.cn/coaxial-stainless-wall-plate-one-db25-opening-and-one-05-dia-d-hole
WPDB15P-KIT | 防水型D-Sub后壳套件，DB15M | 33.84 | https://www.l-com.cn/d-sub-waterproof-d-sub-backshell-kit-db15m
WPDB15S-KIT | 防水型D-Sub后壳套件，DB15F | 50.76 | https://www.l-com.cn/d-sub-waterproof-d-sub-backshell-kit-db15f
WPDB25P-KIT | 防水型D-Sub后壳套件，DB25M | 54.4284 | https://www.l-com.cn/d-sub-waterproof-d-sub-backshell-kit-db25m
WPDB9P-KIT | 防水型D-Sub后壳套件，DB9M | 19.765 | https://www.l-com.cn/d-sub-waterproof-d-sub-backshell-kit-db9m
WPDB9S-KIT | 防水型D-Sub后壳套件，DB9F | 43.3418 | https://www.l-com.cn/d-sub-waterproof-d-sub-backshell-kit-db9f
WPDTJ | 穿板式大功率单线电话/DSL/T1浪涌保护器（避雷器）- RJ11/RJ11 | 254.232 | https://www.l-com.cn/surge-protector-in-wall-electrical-box-mount-hi-power-single-line-telephone-dsl-t1-protector-rj11-rj11
WPDTP | 穿板式大功率单线电话/DSL/T1浪涌保护器（避雷器）- RJ11/下压内嵌式接线板 | 100.9008 | https://www.l-com.cn/surge-protector-in-wall-electrical-box-mount-hi-power-single-line-telephone-dsl-t1-protector-rj11-punch-term
WPGASKET-13/16 | USB置换橡胶垫片 | 3.794 | https://www.l-com.cn/usb-epdm-rubber-gasket-for-housing-size-13-16
WPHD15CA | 墙装面板组件，HD15母头/5条BNC母头短引线 | 103.393 | https://www.l-com.cn/audio-video-wallplate-assembly-hd15-female-to-5-bnc-female-pigtail
WPHD15FF | 墙装面板组件，HD15母头/HD15母头 | 25.5464 | https://www.l-com.cn/audio-video-wallplate-assembly-hd15-female-to-hd15-female
WPHD15FT | 墙装面板组件，HD15母头/端子板 | 45.3492 | https://www.l-com.cn/audio-video-wallplate-assembly-hd15-female-to-terminal-block
WPHDB15P-KIT | 防水型D-Sub后壳套件，HD15M | 25.4429 | https://www.l-com.cn/d-sub-waterproof-d-sub-backshell-kit-hd15m
WPMB1 | 墙装面板安装架，用于2类布线，单组 | 10.6128 | https://www.l-com.cn/ethernet-wall-plate-mounting-bracket-for-class-2-wiring-single-gang
WPMB2 | 墙装面板安装架，用于2类布线，双组 | 11.7843 | https://www.l-com.cn/ethernet-wall-plate-mounting-bracket-for-class-2-wiring-dual-gang
WPMF44FT | 墙装面板组件，带MD44（S-Video）母头 | 33.8767 | https://www.l-com.cn/audio-video-wallplate-assembly-md44-s-video-female
WPRCA-2 | 不锈钢墙装面板，带两个RCA型母头/母头耦合器 | 30.448 | https://www.l-com.cn/audio-video-stainless-steel-wall-plate-two-rca-female-female-couplers
WPSD25P | 防水型面板安装焊杯式D-Sub连接器，DB25公头 | 78.7191 | https://www.l-com.cn/d-sub-waterproof-panel-mount-solder-cup-d-sub-connector-db25m
WPSD2-CVR | 用于DB15的IP67等级连接器盖 | 26.685 | https://www.l-com.cn/d-sub-ip67-connector-cover-for-db15
WPSD3-CVR | 用于DB25的IP67等级连接器盖 | 25.8061 | https://www.l-com.cn/d-sub-ip67-connector-cover-for-db25
WPSDH15P-KIT | HD15防水公头连接器套件，带罩盖 | 47.5 | https://www.l-com.cn/audio-video-hd15-male-waterproof-connector-kit-w-cover
WPSDH15S | 防水型面板安装焊杯式D-Sub连接器，HD15母头 | 35.0968 | https://www.l-com.cn/d-sub-waterproof-panel-mount-solder-cup-d-sub-connector-hd15f
WPSDH15S-KIT | HD15防水母头连接器套件，带罩盖 | 44.805 | https://www.l-com.cn/audio-video-hd15-female-waterproof-connector-kit-w-cover
WPUSBAB-5M | USB线缆，防水面板安装A型公头/标准B型公头，5.0m | 21.33 | https://www.l-com.cn/usb-usb-cable-waterproof-type-a-male-standard-type-b-male-50m
WPUSBABSH-05M | USB线缆，屏蔽防水A型公头/标准B型公头，0.5m | 74.7681 | https://www.l-com.cn/usb-usb-cable-shielded-waterproof-type-a-male-standard-type-b-male-05m
WPUSBABSH-5M | USB线缆，屏蔽防水A型公头/标准B型公头，5.0m | 58.682 | https://www.l-com.cn/usb-usb-cable-shielded-waterproof-type-a-male-standard-type-b-male-50m
WPUSBAXSH-2M | USB2.0 线缆 , 屏蔽型防水面板安装 A 型母头 / A 型公头 ,2.0m, 黑色 | 42.32 | https://www.l-com.cn/usb-usb-cable-shielded-waterproof-panel-mount-type-a-female-standard-type-a-male-20m
WPUSBBA-05M | USB2.0 线缆 , 防水面板安装 B 型母头 / A 型公头 , 0.5m, 黑色 | 23.09 | https://www.l-com.cn/usb-usb-cable-waterproof-type-b-female-standard-type-a-male-05m
WPUSBBA-1M | USB2.0 线缆 , 防水面板安装 B 型母头 / A 型公头 , 1.0m, 黑色 | 38.7157 | https://www.l-com.cn/usb-usb-cable-waterproof-type-b-female-standard-type-a-male-10m
WPUSBBB-2M | USB线缆，防水面板安装B型母头/标准B型公头，2.0m | 57.6689 | https://www.l-com.cn/usb-usb-cable-waterproof-type-b-male-standard-type-b-male-20m
WPUSBBB-5M | USB线缆，防水面板安装B型母头/标准B型公头，5.0m | 63.16 | https://www.l-com.cn/usb-usb-cable-waterproof-type-b-male-standard-type-b-male-50m
WPUSBCN-A-2.0 | 现场安装连接器，防水，用于USB 2.0 A型 | 28.2693 | https://www.l-com.cn/usb-usb-type-a-waterproof-field-installable-connector
WPUSBMB5X-2M | 防水USB线缆，Mini B5母头 – Mini B5公头，2.0m | 17.73 | https://www.l-com.cn/usb-waterproof-usb-cable-mini-b-5-female-mini-b-5-male-20m
WPXLR-1B | 不锈钢墙装面板，一个XLR开口 | 10.2813 | https://www.l-com.cn/audio-video-stainless-steel-wall-plate-one-xlr-opening
WPXLR-2B | 不锈钢墙装面板，两个XLR开口 | 10.5336 | https://www.l-com.cn/audio-video-stainless-steel-wall-plate-two-xlr-openings
WPXLRF-1 | 不锈钢墙装面板，一个XLR焊接型母头连接器 | 27.9136 | https://www.l-com.cn/audio-video-stainless-steel-wall-plate-one-xlr-female-solder-style-connector
WPXLRF-2 | 不锈钢墙装面板，两个XLR焊接型母头连接器 | 30.1488 | https://www.l-com.cn/audio-video-stainless-steel-wall-plate-two-xlr-female-solder-style-connectors
WPXLRM-1 | 不锈钢墙装面板，一个XLR焊接型公头连接器 | 22.2235 | https://www.l-com.cn/audio-video-stainless-steel-wall-plate-one-xlr-male-solder-style-connector
WPXLRM-2 | 不锈钢墙装面板，两个XLR焊接型公头连接器 | 25.5879 | https://www.l-com.cn/audio-video-stainless-steel-wall-plate-two-xlr-male-solder-style-connectors
WRS-8 | 19英寸（48.3厘米）薄型墙装机架框，8U | 2527.0831 | https://www.l-com.cn/patch-panel-server-rack-19-low-profile-wall-mounted-rack-enclosure-8u
WT6700FM | IP67级前端安装式法兰，用于Keystone水晶头母座 | 99.6257 | https://www.l-com.cn/ethernet-ip67-front-mount-flange-for-keystone-jacks
WT6700RM | IP67级后端安装式法兰，用于Keystone水晶头母座 | 98.9061 | https://www.l-com.cn/ethernet-ip67-rear-mounted-flange-for-keystone-jack
WT671105FM | IP67级前端安装式法兰套件，带超5类RJ45/IDC110插座 | 105.5531 | https://www.l-com.cn/ethernet-ip67-front-mount-flange-kit-w-category-5e-rj45-idc110-jack
WT6788D | IP67级RJ45插头套件，超5类，穹顶式 | 84.2546 | https://www.l-com.cn/ethernet-ip67-rj45-plug-kit-cat5e-dome-style
WT6788DS | IP67级RJ45插头套件，超5类屏蔽，穹顶式 | 101.0582 | https://www.l-com.cn/ethernet-ip67-rj45-plug-kit-shielded-cat5e-dome-style
WT6788F | IP67级RJ45插头套件，超5类，柔性式 | 83.7288 | https://www.l-com.cn/ethernet-ip67-rj45-plug-kit-cat5e-flex-style
WT6788FS | IP67级RJ45插头套件，超5类屏蔽，柔性式 | 96.4528 | https://www.l-com.cn/ethernet-ip67-rj45-plug-kit-shielded-cat5e-flex-style
WT67KC5FM | IP67级前端安装式法兰套件，带超5类耦合器 | 105.4878 | https://www.l-com.cn/ethernet-ip67-front-mount-flange-kit-with-cat5e-coupler
WT67KC5RM | IP67级后端安装式法兰套件，带超5类耦合器 | 105.923 | https://www.l-com.cn/ethernet-ip67-rear-mount-flange-kit-with-cat5e-coupler
WT67PCT | IP67插座防尘帽，用于公插头套件，带系链 | 78.5424 | https://www.l-com.cn/ethernet-ip67-jack-cover-for-male-plug-kits-w-tether
WT67RC | IP67插座防尘帽，用于母插座 | 42.28 | https://www.l-com.cn/ethernet-ip67-jack-cover-for-female-receptacle
WT67RCT | IP67级插座防尘帽，用于母插座，带系链 | 36.8236 | https://www.l-com.cn/ethernet-ip67-rated-jack-cover-for-female-receptacles-with-tether
WT-UB | UB对接与分接连接器，充胶式，100个/袋 | 34.1352 | https://www.l-com.cn/ethernet-ub-butt-tap-connector-gel-filled-100-pack
WT-UR | UR对接三线式连接器，充胶式，100个/袋 | 34.3728 | https://www.l-com.cn/ethernet-ur-butt-splice-3-wire-connector-gel-filled-100-pack
WT-UY | UY对接两线式连接器，充胶式，100个/袋 | 33.66 | https://www.l-com.cn/ethernet-uy-butt-splice-2-wire-connector-gel-filled-100-pack
X200R-US | USB KVM用户站，支持IEC配电设备 | 1829.2719 | https://www.l-com.cn/audio-video-usb-kvm-user-station-iec-psu
X50-US | AdderLink X50系列USB、VGA延长器 | 2776.2636 | https://www.l-com.cn/audio-video-adderlink-x50-us-usb-vga-digital-stereo-catx-extender
X-CAP | IP67级IND插座防尘帽，带系链 | 46.5882 | https://www.l-com.cn/fiber-optic-ip67-ind-outlet-cap-w-chain
XLC-MM | IP66/67多模工业双LC光纤插座 | 194.7667 | https://www.l-com.cn/fiber-optic-ip66-67-multimode-fiber-industrial-duplex-lc-outlet
XLC-SM | IP66/67单模工业双LC插座 | 197.1775 | https://www.l-com.cn/fiber-optic-ip66-67-single-mode-fiber-industrial-duplex-lc-outlet
XLR-BULK-250 | XLR散装线缆，双芯，双重屏蔽，250.0ft/76.2m | 243.49 | https://www.l-com.cn/audio-video-bulk-2-conductor-double-shielded-xlr-cable-2500-feet
XLR-BULK-500 | XLR散装线缆，双芯，双重屏蔽，500.0ft/152.4m | 551.8 | https://www.l-com.cn/audio-video-bulk-2-conductor-double-shielded-xlr-cable-5000-feet
XPM-CAP2 | IP66/67工业双LC插座盖 | 69.3437 | https://www.l-com.cn/fiber-optic-cap-for-ip66-67-industrial-duplex-fiber-lc-plug-assembly
XSL-103-427 | 乙烯塑料标签，1.00英寸（25.4毫米）宽×1.25英寸（31.7毫米）高，共250个标签 | 409.8864 | https://www.l-com.cn/patch-panel-server-rack-vinyl-label-100-w-x-125-h-250-labels
ABM-1704 | 免焊接或压接BNC插头，用于195系列低损耗线缆 | 6.0456 | https://www.l-com.cn/coaxial-bnc-male-solderless-crimp-for-195-series-low-loss-cable
ADPT-DB15Y | DB15 Y型分离适配器，DB15M – DB15F和DB15F | 52.62 | https://www.l-com.cn/d-sub-db15-y-splitter-adapter-db15m-db15f-db15f
AL-NMNFB-3 | N型公头/穿壁式N型母头0~3GHz 350V避雷器 | 69.5 | https://www.l-com.cn/surge-protector-n-male-to-n-female-bulkhead-0-3-ghz-350v-lightning-protector
BA38 | 同轴线缆适配器，BNC公头/SMA母头 | 16.6231 | https://www.l-com.cn/coaxial-coaxial-adapter-bnc-male-sma-female
BAC515 | BNC压接式插座，50 Ohm，用于RG58系列线缆，3枚/包 | 6.6921 | https://www.l-com.cn/coaxial-50-ohm-bnc-crimp-jack-3-pc-for-rg58-cable
BCC58C-3 | 测试线缆，BNC公头/双香蕉插头，3.0ft/0.9m | 65.0454 | https://www.l-com.cn/coaxial-test-cable-bnc-male-dual-banana-30-ft
BPF24-401 | 2.4 GHz超高Q值4极室内带通滤波器, 通道1 - 2412 MHz | 276.72 | https://www.l-com.cn/bandpass-filter-rf-splitter-24-ghz-ultra-high-q-4-pole-indoor-bandpass-filter-channel-1-2412-mhz
C&P15M | 插入式D-Sub连接器，DB15公头 | 1.755 | https://www.l-com.cn/d-sub-insertion-type-d-sub-connector-db15-male
C&P25F-TRAY | DB25压接式连接器母座, 盒装, 50只/盒 | 31.8786 | https://www.l-com.cn/d-sub-db25-female-crimp-connectors-tray-50
C&P25M-TRAY | DB25压接式连接器公座, 盒装, 50只/盒 | 32.2633 | https://www.l-com.cn/d-sub-db25-male-crimp-connectors-tray-50
C&P37M-TRAY | DB37压接式连接器公座, 盒装, 40只/盒 | 72.8 | https://www.l-com.cn/d-sub-db37-male-crimp-connectors-tray-40
CA-195R-R1K | L-COM 散装低损耗同轴线缆，CA-195R，1,000ft/304.8m/卷 | 1121.8233 | https://www.l-com.cn/coaxial-l-com-ca-195r-coax-cable-bulk-reel-1000-feet
CA-200-R1K | L-COM 散装低损耗同轴线缆，CA-200，1,000ft/304.8m/卷 | 1800.8628 | https://www.l-com.cn/coaxial-l-com-ca-200-coax-cable-bulk-reel-1000-feet
CA3A-90LB-05M | USB 3.0线缆组件，A型公头/直角左出线B型公头，0.5米 | 27.26 | https://www.l-com.cn/usb-usb-30-a-male-to-right-angle-left-exit-b-male-05m
CA3A-90RA-2M | USB 3.0线缆，直通A型公头/直角右出线A型公头，2米 | 48.51 | https://www.l-com.cn/usb-usb-30-type-a-male-straight-to-right-angle-exit-type-a-male-2m
CA3A-90UMICB-2M | USB 3.0直角型线缆组件，上出线Micro-B/直通A型连接器，2米 | 34.206 | https://www.l-com.cn/usb-usb-30-right-angle-cable-assembly-up-angle-micro-b-straight-a-connectors-2-meters
CA3N030 | 400-系列线缆 , N 型公头 / N 型公头 , 30.0 ft / 9.0 m | 90.78 | https://www.l-com.cn/coaxial-n-male-to-n-male-400-series-assembly-30-ft
CA90DA-90UB-05M | 直角型USB线缆，下出线A型公头/上出线B型公头，0.5米 | 29.604 | https://www.l-com.cn/usb-right-angle-usb-cable-down-angle-a-male-up-angle-b-male-05m
CAA-90LB-075M | 直角型USB线缆，直通A型公头/左出线B型公头，0.75米 | 24.27 | https://www.l-com.cn/usb-right-angle-usb-cable-straight-a-male-left-angle-b-male-075m
CAABLK-90LB-05M | 直角型USB线缆，直通A型公头/左出线B型公头，黑，0.5米 | 36.225 | https://www.l-com.cn/usb-right-angle-usb-cable-straight-a-male-left-angle-b-male-black-05m
CABLK90LA-LB-1M | 直角型USB线缆，左出线A型公头/左出线B型公头，黑，1米 | 11.58 | https://www.l-com.cn/usb-right-angle-usb-cable-left-angle-a-male-left-angle-b-male-black-10m
CA-NMNMA002 | 195-系列引线 , N 型公头 / N 型公头 , 2.0 ft / 0.6 m | 16.2612 | https://www.l-com.cn/coaxial-n-male-to-n-male-pigtail-2-ft-195-series
CA-RSPNMB020 | 195-系列引线, 反极性SMA插头 / N型公头,20.0 ft / 6.1 m, 白色 | 34.47 | https://www.l-com.cn/coaxial-rp-sma-plug-to-n-male-white-pigtail-20-ft-195-series
CASATAL-18 | 自锁SATA线缆，直式/直式，18.0in/45.7cm | 5.2184 | https://www.l-com.cn/firewire-din-scsi-sata-latching-sata-cable-straight-straight-18
CASATARL-18 | 自锁SATA线缆，直式/直角式，18.0in/45.7cm | 6.336 | https://www.l-com.cn/firewire-din-scsi-sata-latching-sata-cable-straight-right-angle-18
CAU2CA-2M | USB 2.0线缆，直通Type-C/直通A型，2米 | 33.1548 | https://www.l-com.cn/usb-usb-20-type-c-to-a-straight-connection-2-meter
CAU31CA-03M | USB 3.0线缆，直通Type-C/直通A型，0.3米 | 55.065 | https://www.l-com.cn/usb-usb-30-type-c-to-a-straight-connection-03-meter
CAU31CC-1M | USB 3.0线缆，直通Type-C公头/直通Type-C公头，1米 | 57.9609 | https://www.l-com.cn/usb-usb-30-type-c-male-straight-to-type-c-male-straight-cable-1m
CAU31CFA-03M | USB 3.0线缆，Type-C母头/A型公头，0.3米 | 39.9 | https://www.l-com.cn/usb-usb-30-cables-type-c-female-to-type-a-male-03m
CAU31CFA-1M | USB 3.0线缆，Type-C母头/A型公头，1米 | 42.084 | https://www.l-com.cn/usb-usb-30-cables-type-c-female-to-type-a-male-1m
CAU3HFAA-BLK-2M | 高柔性拖链级USB3.0线缆组件，A型公头/-A型公头， 28/26/22AWG，UL20276, VW-1阻燃等级PVC护套，黑色，2米 | 103.95 | https://www.l-com.cn/high-flex-drag-chain-usb-30-cable-assembly-type-a-male-plug-to-type-a-male-plug-28-26-22awg-20276-vw-1-pvc-black-20m
CAU3HFAB-BLK-205M | 高柔性拖链级USB3.0线缆组件，A型公头/-B型公头， 28/26/22AWG，UL20276, VW-1阻燃等级PVC护套，黑色，2.5米 | 179.595 | https://www.l-com.cn/high-flex-drag-chain-usb-30-cable-assembly-type-a-male-plug-to-type-b-male-plug-28-26-22awg-20276-vw-1-pvc-black-25m
CAUALB-05M | USB2.0 线缆组件, 自锁 A 型公头 /标准 B 型公头, 0.5m, 黑色 | 10.9435 | https://www.l-com.cn/usb-usb-cable-assembly-latching-a-standard-b-05m
CA-UFLNMQC20 | 1.13mm 迷你同轴引线 , U.FL / N型公头, 20cm | 14.2737 | https://www.l-com.cn/coaxial-ufl-to-n-male-pigtail-20cm-113-mini-coax
CAVISU3AA-1M | USB 3.0线缆，A型/带翼形螺丝A型，1米 | 38.436 | https://www.l-com.cn/usb-usb-30-cable-type-a-a-with-thumbscrew-hardware-10m
CAVISU3AB-2-1M | USB 3.0线缆，带翼形螺丝A型/带翼形螺丝B型，1米 | 39.4937 | https://www.l-com.cn/usb-usb-30-cable-type-a-b-with-thumbscrew-hardware-10m
CAVISU3AMICB-2-03M | USB 3.0线缆，带翼形螺丝A型/带翼形螺丝Micro-B，0.3米 | 30.9109 | https://www.l-com.cn/usb-usb-30-cable-type-a-micro-b-with-thumbscrew-hardware-03m
CAVISU3AMICB-2-1M | USB 3.0线缆，带翼形螺丝A型/带翼形螺丝Micro-B，1米 | 30.36 | https://www.l-com.cn/usb-usb-30-cable-type-a-micro-b-with-thumbscrew-hardware-10m
CC174-3HR2 | RG174同轴线缆，BNC公头直角式/公头直角式，3.0ft/0.9m | 41.5933 | https://www.l-com.cn/coaxial-rg174-coaxial-cable-bnc-90-degree-male-90-degree-male-30-ft
CC174-MF-3 | RG174/U同轴线缆，BNC公头/穿壁式母头，3.0ft/0.9m | 31.83 | https://www.l-com.cn/coaxial-rg174-u-coaxial-cable-bnc-male-female-bulkhead-30-ft
CC174S-1.5 | RG174 同轴线缆 , SMA 公头 / SMA 公头 , 1.5 ft / 0.45 m | 10.65 | https://www.l-com.cn/coaxial-rg174-coaxial-cable-sma-male-male-15-ft
CC174S-2.5HR2 | RG174同轴线缆，90º直角式 SMA 公头 / 90°直角式 SMA 公头，2.5 ft/0.75 m | 40.65 | https://www.l-com.cn/coaxial-rg174-coaxial-cable-sma-90-degree-male-90-degree-male-25-ft
CC174SB-7.5 | RG174 同轴线缆 , SMA 公头 / BNC 公头 , 7.5 ft / 2.3 m | 21.5071 | https://www.l-com.cn/coaxial-rg174-coaxial-cable-sma-male-bnc-male-75-ft
CC223N-5 | RG223同轴线缆，N型公头/公头，5.0ft/1.5m | 44.5747 | https://www.l-com.cn/coaxial-rg223-coaxial-cable-type-n-male-male-50-ft
CC58C-1.5HR2 | RG58C同轴线缆，BNC公头直角式/公头直角式，1.5ft/0.5m | 23.333 | https://www.l-com.cn/coaxial-rg58c-coaxial-cable-bnc-90-degree-male-90-degree-male-15-ft
CC58C-2.5HR | RG58C同轴线缆，BNC公头/公头直角式，2.5ft/0.8m | 18.6467 | https://www.l-com.cn/coaxial-rg58c-coaxial-cable-bnc-male-90-degree-male-25-ft
CC59A-1 | RG59A 同轴线缆 , BNC 公头 / BNC 公头 , 1.0 ft / 0.3 m | 15.405 | https://www.l-com.cn/audio-video-rg59a-coaxial-cable-bnc-male-male-10-ft
CC59B-10 | RG59B 同轴线缆 , BNC 公头 / BNC 公头 , 10.0 ft / 3.0 m | 16.802 | https://www.l-com.cn/audio-video-rg59b-coaxial-cable-bnc-male-male-100-ft
CCS188A-5 | RG188同轴线缆，SMA公头/公头，5.0ft/1.5m | 115.29 | https://www.l-com.cn/coaxial-rg188-coaxial-cable-sma-male-male-50-ft
CCS316-2.5 | RG316 同轴线缆 , SMA 公头 / SMA 公头 , 2.5 ft / 0.75 m | 21.795 | https://www.l-com.cn/coaxial-rg316-coaxial-cable-sma-male-male-25-ft
CCSB316-10 | RG316同轴线缆，SMB插头/插头，10.0ft/3.0m | 31.62 | https://www.l-com.cn/coaxial-rg316-coaxial-cable-smb-plug-plug-100-ft
CCSHR316-4 | RG316同轴线缆，SMA公头/公头直角式，4.0ft/1.2m | 29.61 | https://www.l-com.cn/coaxial-rg316-coaxial-cable-sma-male-90-degree-male-40-ft
CCSM316-1.5 | RG316同轴线缆，MCX插头直角式/插头直角式，1.5ft/0.5m | 105.6264 | https://www.l-com.cn/coaxial-rg316-coaxial-cable-mcx-90-degree-plug-90-degree-plug-15-ft
CGDVI-DL-MM-1 | 优良型DVI线缆，DVI-D双链路，带磁环，公头/公头，1.0ft/0.3m | 22.1233 | https://www.l-com.cn/audio-video-deluxe-dvi-d-dual-link-dvi-cable-male-male-w-ferrite-10-ft
CGDVI-DL-MM-15 | 优良型DVI线缆，DVI-D双链路，带磁环，公头/公头，15.0ft/4.6m | 98.891 | https://www.l-com.cn/audio-video-deluxe-dvi-d-dual-link-dvi-cable-male-male-w-ferrite-150-ft
CGDVIMM-15 | 优良型DVI线缆，DVI-D单链路，带磁环，公头/公头，15.0ft/4.6m | 57.6308 | https://www.l-com.cn/audio-video-deluxe-dvi-d-single-link-dvi-cable-male-male-w-ferrites-150-ft
CGSVGAMM-20 | 标准级SVGA线缆, HD15 公头 / HD15 公头，20.0 ft/6.0 m | 81.6031 | https://www.l-com.cn/audio-video-standard-grade-svga-cable-hd15-male-male-200-ft
CHD26MM-15 | 优良型模制D-Sub 线缆, HD26 公头 / HD26 公头, 15.0 ft / 4.6 m | 65.2763 | https://www.l-com.cn/d-sub-deluxe-molded-d-sub-cable-hd26-m-m-150-ft
CHD44MF-1 | 优良型模制D-Sub线缆，HD44公头/母头，1英尺（0.3米） | 87.4838 | https://www.l-com.cn/d-sub-deluxe-molded-d-sub-cable-hd44-male-female-1-ft
CIB24-6M | 特优型IEEE-488线缆，正向/正向6.0m | 214.7967 | https://www.l-com.cn/ieee-488-gpib-premium-ieee-488-cable-normal-normal-60m
CIF24-4M | 优良型 IEEE-488 线缆，4.0m | 272.4 | https://www.l-com.cn/ieee-488-gpib-deluxe-ieee-488-cable-40m
CIMB24-1M | 模制IEEE-488线缆，正向/反向，1.0m | 320.595 | https://www.l-com.cn/ieee-488-gpib-molded-ieee-488-cable-normal-reverse-10m
CON-M124PM | M12 4针公头面板安装连接器 | 26.9049 | https://www.l-com.cn/ethernet-m12-4-position-d-code-male-panel-mount-receptacle-rear-mounting-and-solder-style
CPMS15MM-2.5 | 大功率D-sub线缆，DB15公头/公头，2.5ft/0.8m | 40.7184 | https://www.l-com.cn/d-sub-heavy-duty-d-sub-cable-db15-male-male-25-ft
CPMS25MM-25 | 大功率D-sub线缆，DB25公头/公头，25.0ft/7.6m | 329.658 | https://www.l-com.cn/d-sub-heavy-duty-d-sub-cable-db25-male-male-250-ft
CPMS25MM-5 | 大功率D-sub线缆，DB25公头/公头，5.0ft/1.5m | 81.1 | https://www.l-com.cn/d-sub-heavy-duty-d-sub-cable-db25-male-male-50-ft
CRMN25FF-2.5 | 模制D-Sub 线缆, DB25 母头 / DB25 母头,带可逆硬件, 2.5 ft / 0.75 m | 49.77 | https://www.l-com.cn/d-sub-reversible-hardware-molded-d-sub-cable-db25-female-female-25-ft
CRMN25MM-1 | 模制D-Sub线缆，可反向配接零件，DB25公头/公头，1英尺（0.3米） | 42.025 | https://www.l-com.cn/d-sub-reversible-hardware-molded-d-sub-cable-db25-male-male-1-ft
CRMN25MM-5 | 模制D-Sub 线缆, DB25 公头 / DB25 公头,带可逆硬件, 5.0 ft / 1.5 m | 32.51 | https://www.l-com.cn/d-sub-reversible-hardware-molded-d-sub-cable-db25-male-male-50-ft
CRMN9FF-2.5 | 模制D-Sub 线缆, DB9 母头 / DB9 母头,带可逆硬件, 2.5 ft / 0.75 m | 34.275 | https://www.l-com.cn/d-sub-reversible-hardware-molded-d-sub-cable-db9-female-female-25-ft
CS2H15MF-10 | 特优型特优型模制D-Sub 线缆, HD15 公头 / HD15 母头, 10.0 ft / 3 m | 33.9911 | https://www.l-com.cn/d-sub-premium-molded-d-sub-cable-hd15-male-female-100-ft
CS2N37MF-25 | 特优型模制D-Sub 线缆, DB37 公头 / DB37 母头, 25.0 ft / 7.6 m | 199.7482 | https://www.l-com.cn/d-sub-premium-molded-d-sub-cable-db37-male-female-250-ft
CSM25MF-25 | 经济型模制D-Sub 线缆，DB25 公头 / DB25 母头, 25 ft / 7.6 M | 59.7733 | https://www.l-com.cn/d-sub-economy-molded-d-sub-cable-db25-male-female-250-ft
CSM25MF-5 | 经济型模制D-Sub 线缆，DB25 公头 / DB25 母头, 5.0 ft / 1.5 m | 46.35 | https://www.l-com.cn/d-sub-economy-molded-d-sub-cable-db25-male-female-50-ft
CSM37MF-1 | 经济型模制D-Sub 线缆，DB37 公头 / DB37 母头,5.0 ft / 1.5 m | 56.53 | https://www.l-com.cn/d-sub-economy-molded-d-sub-cable-db37-male-female-10-ft
CSM37MF-2.5 | 经济型模制D-Sub 线缆，DB37 公头 / DB37 母头,2.5 ft / 0.75 m | 73.788 | https://www.l-com.cn/d-sub-economy-molded-d-sub-cable-db37-male-female-25-ft
CSMN37MF-1M | 优良型模制D-Sub 线缆，DB37公头/母头，1米 | 59.655 | https://www.l-com.cn/deluxe-molded-d-sub-cable-db37-male-female-1.0m-csmn37mf-1m
CSMN37MM-1M | 优良型模制D-Sub 线缆， DB37 公头 / DB37 公头，1米 | 90.525 | https://www.l-com.cn/deluxe-molded-d-sub-cable-db37-male-male-1.0m-csmn37mm-1m
CSMN37MM-2M | 优良型模制D-Sub 线缆， DB37 公头 / DB37 公头，2米 | 84.1789 | https://www.l-com.cn/deluxe-molded-d-sub-cable-db37-male-male-2.0m-csmn37mm-2m
CSMN9MM-15 | 优良型模制D-Sub 线缆, DB9 公头 / DB9 公头, 15.0 ft / 4.6 m | 28.04 | https://www.l-com.cn/d-sub-deluxe-molded-d-sub-cable-db9-male-male-150-ft
CSMN9MM-1M | 优良型模制D-Sub 线缆， DB9 公头 / DB9 公头，1米 | 25.785 | https://www.l-com.cn/deluxe-molded-d-sub-cable-db9-male-male-1.0m-csmn9mm-1m
CSMNB15MF-10 | 优良型模制D-Sub 线缆, DB15 公头 / DB15 母头, 10.0 ft / 3 m, 黑色 | 22.2429 | https://www.l-com.cn/d-sub-deluxe-molded-black-d-sub-cable-db15-male-female-100-ft
CSMNRA15-2MM-5 | 优良型模制D-Sub线缆，DB15公头/直角2型出线公头，5英尺（1.5米） | 25.62 | https://www.l-com.cn/d-sub-deluxe-molded-d-sub-cable-db15-male-right-angle-exit-2-male-50-ft
CSMNRA25-4MM-1 | 优良型模制D-Sub线缆，DB25公头/直角4型出线公头，1英尺（0.3米） | 38.7158 | https://www.l-com.cn/d-sub-deluxe-molded-d-sub-cable-db25-male-right-angle-exit-4-male-10-ft
CSMUAX-05M | 特优型USB A型公头/母头延长线缆，0.5m | 13.53 | https://www.l-com.cn/usb-premium-usb-cable-type-a-male-female-extension-cable-05m
CSMUMB5X-1M | 特优型USB Mini B型5插脚线缆，公头/母头，1.0m | 32.49 | https://www.l-com.cn/usb-premium-usb-cable-mini-b-5-position-male-female-10m
CSMUZ9MM-1 | D-Sub 线缆,低烟无卤 ,DB9公头/ DB9公头,1.0 ft/0.3 m | 27.75 | https://www.l-com.cn/d-sub-lszh-d-sub-cable-db9-male-db9-male-10-ft
CSNULL9MF-10 | 优良型零调制解调器反向线缆, DB9公头 / DB9母头, 10.0 ft/3.0 m | 16.29 | https://www.l-com.cn/d-sub-deluxe-null-modem-reverser-cable-db9-male-female-100-ft
CTL354MM-5 | 立体声4电路TRRS 超细音频线缆，公头/公头，5.0ft/1.5m | 17.0269 | https://www.l-com.cn/audio-video-stereo-4-circuit-trrs-thinline-audio-cable-male-male-50-ft
CTL3KVMF-7.5 | KVM线缆，公头/母头，7.5 ft/2.3 m | 101.6554 | https://www.l-com.cn/audio-video-kvm-cable-male-female-75-ft
CVR15M | DB15/HD26公头连接器保护盖，10件/袋 | 6.84 | https://www.l-com.cn/d-sub-db15-hd26-protective-cover-for-male-connectors-pkg-10
DGBH78F | 超薄公母头转接器，HD78母头/母头 | 60.1107 | https://www.l-com.cn/d-sub-slimline-gender-changer-hd78-female-female
DIY9CMF | 金属化自助套件，DB9公头/母头 | 29.9895 | https://www.l-com.cn/d-sub-metalized-diy-kit-db9-male-female
DIYS-M | 金属DIY套件，DB25公头/公头，焊接型 | 26.8672 | https://www.l-com.cn/d-sub-metal-diy-kit-db25-male-male-solder-type
DK226MM-1 | 模制线缆 , 迷你 DIN 6 公头 / 迷你 DIN 6 公头 , 1.0 ft / 0.3 m | 7.974 | https://www.l-com.cn/firewire-din-scsi-sata-molded-cable-mini-din-6-male-male-10-ft
DPA00003-1M | Premium DisplayPort cable length 1M | 39.8376 | https://www.l-com.cn/audio-video-premium-displayport-cable-length-1m
DPCAMMSB-0.5 | DisplayPort线缆，薄型公头/薄型公头，黑，0.5米 | 40.9 | https://www.l-com.cn/audio-video-low-profile-displayport-cable-male-male-black-05m
ECF440 | 螺钉，4-40 x 5/16 英寸长， 100/袋 | 15.1964 | https://www.l-com.cn/ethernet-machine-screws-4-40-x-5-16-100-pk
ECF504-BAS-HR | 面板安装式USB适配器，高保持力B型母头/A型母头 | 22.155 | https://www.l-com.cn/usb-usb-panel-mount-adapter-b-female-a-female-high-retention-connectors
ECF504-C6-MINI | 6类微型RJ45耦合器，非屏蔽RJ45（8×8），面板安装式 | 14.9532 | https://www.l-com.cn/ethernet-cat6-rj45-mini-coupler-unshielded-rj45-8x8-panel-mount-style
EZ-200-TF-RP-LC | 适用于LMR-200，LMR-200-DB，LMR-200-FR和200系列电缆的反极性TNC母头压接/非焊接触头连接 | 74.052 | https://www.l-com.cn/reverse-polarity-tnc-female-connector-crimp-non-solder-contact-attachment-lmr-200-lmr-200-db-lmr-200-fr-200-series-cable-ez-200-tf-rp-lc
EZ-200-TM-X-LC | 适用于LMR-200，LMR-200-DB，LMR-200-FR和200系列电缆的TNC公接头压接/非焊接触头连接 | 44.4312 | https://www.l-com.cn/tnc-male-connector-crimp-non-solder-contact-attachment-lmr-200-lmr-200-db-lmr-200-fr-200-series-cable-ez-200-tm-x-lc
EZ-240-4310M-X-LC | 适用于LMR-240，LMR-240-DB，LMR-240-FR和240系列电缆的4.3-10公接头压接/非焊接触头连接 | 71.6 | https://www.l-com.cn/4.3-10-male-connector-crimp-non-solder-contact-attachment-lmr-240-lmr-240-db-lmr-240-fr-240-series-cable-ez-240-4310m-x-lc
EZ-240-TM-X-LC | 适用于LMR-240，LMR-240-DB，LMR-240-FR和240系列电缆的TNC公接头压接/非焊接触头连接 | 44.9856 | https://www.l-com.cn/tnc-male-connector-crimp-non-solder-contact-attachment-lmr-240-lmr-240-db-lmr-240-fr-240-series-cable-ez-240-tm-x-lc
EZ-400-716M-RA-X-LC | 适用于LMR-400，LMR-400-DB，LMR-400-FR和400系列电缆的7/16 DIN直角型公接头压接/非焊接触头连接 | 79.56 | https://www.l-com.cn/7-16-din-male-right-angle-connector-crimp-non-solder-contact-attachment-lmr-400-lmr-400-db-lmr-400-fr-400-series-cable-ez-400-716m-ra-x-lc
EZ-400-716M-X-LC | 适用于LMR-400，LMR-400-DB，LMR-400-FR和400系列电缆的7/16 DIN公接头压接/非焊接触头连接 | 68.2704 | https://www.l-com.cn/7-16-din-male-connector-crimp-non-solder-contact-attachment-lmr-400-lmr-400-db-lmr-400-fr-400-series-cable-ez-400-716m-x-lc
EZ-400-BM-X-LC | 适用于LMR-400，LMR-400-DB，LMR-400-FR和400系列电缆的BNC公接头压接/非焊接触头连接 | 53.7 | https://www.l-com.cn/bnc-male-connector-crimp-non-solder-contact-attachment-lmr-400-lmr-400-db-lmr-400-fr-400-series-cable-ez-400-bm-x-lc
EZ-400-FM-75-LC | 适用于LMR-400-75的75欧姆F公接头压接/非焊接触头连接 | 68.6664 | https://www.l-com.cn/75-ohm-f-male-connector-crimp-non-solder-contact-attachment-lmr-400-75-ez-400-fm-75-lc
EZ-400-NF-BH-LC | 适用于LMR-400，LMR-400-DB，LMR-400-FR和400系列电缆的N穿壁式母接头压接/非焊接触头连接 | 55.69 | https://www.l-com.cn/n-female-bulkhead-mount-connector-crimp-non-solder-contact-attachment-lmr-400-lmr-400-db-lmr-400-fr-400-series-cable-ez-400-nf-bh-lc
EZ-400-NMH-75-X-LC | 适用于LMR-400-75的75欧姆N公接头压接/非焊接触头连接 | 67.63 | https://www.l-com.cn/75-ohm-n-male-connector-crimp-non-solder-contact-attachment-lmr-400-75-ez-400-nmh-75-x-lc
EZ-400-NMH-RA-X-LC | 适用于LMR-400，LMR-400-DB，LMR-400-FR和400系列电缆的7/16 N直角型公接头压接/非焊接触头连接 | 90.0504 | https://www.l-com.cn/n-male-right-angle-connector-crimp-non-solder-contact-attachment-lmr-400-lmr-400-db-lmr-400-fr-400-series-cable-ez-400-nmh-ra-x-lc
EZ-600-NF-BH-LC | 适用于LMR-600，LMR-600-DB，LMR-600-FR和600系列电缆的N穿壁式母头安装接头压接/非焊接触头连接 | 171.3888 | https://www.l-com.cn/n-female-bulkhead-mount-connector-crimp-non-solder-contact-attachment-lmr-600-lmr-600-db-lmr-600-fr-600-series-cable-ez-600-nf-bh-lc
EZ-600-NF-X-LC | 适用于LMR-600，LMR-600-DB，LMR-600-FR和600系列电缆的N母头压接/非焊接触头连接 | 79.56 | https://www.l-com.cn/n-female-connector-crimp-non-solder-contact-attachment-lmr-600-lmr-600-db-lmr-600-fr-600-series-cable-ez-600-nf-x-lc
EZ-600-NMC-2-D-LC | 适用于LMR-600，LMR-600-DB，LMR-600-FR和600系列电缆的N公接头线夹/非焊接触头连接 | 75.7416 | https://www.l-com.cn/n-male-connector-clamp-non-solder-contact-attachment-lmr-600-lmr-600-db-lmr-600-fr-600-series-cable-ez-600-nmc-2-d-lc
EZ-600-NMH-RA-X-LC | 适用于LMR-600，LMR-600-DB，LMR-600-FR和600系列电缆的N直角型公接头压接/非焊接触头连接 | 93.7926 | https://www.l-com.cn/n-male-right-angle-connector-crimp-non-solder-contact-attachment-lmr-600-lmr-600-db-lmr-600-fr-600-series-cable-ez-600-nmh-ra-x-lc
EZ-600-TM-X-LC | 适用于LMR-600，LMR-600-DB，LMR-600-FR和600系列电缆的TNC公接头压接/非焊接触头连接 | 61.8288 | https://www.l-com.cn/tnc-male-connector-crimp-non-solder-contact-attachment-lmr-600-lmr-600-db-lmr-600-fr-600-series-cable-ez-600-tm-x-lc
FOA-013A | 光纤耦合器，FC/FC(矩形安装), 陶瓷对正套管 | 13.38 | https://www.l-com.cn/fiber-optic-fiber-coupler-fc-fc-rectangular-mounting-ceramic-alignment-sleeve
FODLC-CL-05 | OM1 62.5/125,多模夹装双芯光纤跳线, 双 LC /双 LC, 配备 OFNR 护套, 5.0m | 74.573 | https://www.l-com.cn/fiber-optic-om1-625-125-clipped-fiber-cable-dual-lc-dual-lc-50m
FODZLCCL-OM3-1 | OM3 50/125 10G多模低烟无卤光缆，联夹双芯LC/联夹双芯LC，1米 | 40.0543 | https://www.l-com.cn/fiber-optic-om3-50-125-10-gig-multimode-lszh-fiber-cable-clipped-lc-clipped-lc-10m
FODZLCCL-OM3-10 | OM3 50/125 10G多模低烟无卤光缆，联夹双芯LC/联夹双芯LC，10米 | 116.7947 | https://www.l-com.cn/fiber-optic-om3-50-125-10-gig-multimode-lszh-fiber-cable-clipped-lc-clipped-lc-100m
FOS-HFBRL-5 | 自锁式单工HFBR塑料光缆，5米 | 187.8558 | https://www.l-com.cn/fiber-optic-simplex-latching-hfbr-plastic-fiber-optic-cable-50m
FOT-SC-60C | 碳化物光纤刻划工具，60度楔角笔尖，5.5mm切割长度 | 87.75 | https://www.l-com.cn/fiber-optic-carbide-scribe-60-degree-wedge-tip-55mm-cutting-length
FOT-SC-60S | 红宝石光纤刻划工具，60度楔角笔尖，6.0mm切割长度 | 87.75 | https://www.l-com.cn/fiber-optic-ruby-scribe-60-degree-angled-wedge-tip-60mm-cutting-edge
FOT-SC-90C | 碳化物光纤刻划工具，90度楔角笔尖，5.5mm切割长度 | 87.75 | https://www.l-com.cn/fiber-optic-carbide-scribe-90-degree-wedge-tip-55mm-cutting-length
FOT-SC-90S | 红宝石光纤刻划工具，90度楔角笔尖，6.0mm切割长度 | 87.75 | https://www.l-com.cn/fiber-optic-ruby-scribe-90-degree-wedge-tip-60mm-cutting-edge
FOT-SC-WDC | 笔式金刚石刻划工具，90度楔角笔尖，4.0mm切割长度 | 61.75 | https://www.l-com.cn/pen-style-diamond-scribe-90-degree-wedge-tip-40mm-cutting-edge
FOT-SH-SR1 | 用于芳纶纤维切割的光纤传统锯齿剪刀 | 212.0376 | https://www.l-com.cn/fiber-optic-traditional-serrated-scissor-for-aramid-fiber-cutting
FOT-ST-02509 | 光缆缓冲包覆层剥除工具，用于带900µm和250µm 缓冲层的8字型双芯光缆 | 46.15 | https://www.l-com.cn/fiber-optic-cable-buffer-coating-stripper-for-duplex-zipcord-cabling-with-900um-and-250um-buffers
FOT-ST-0250930 | 光纤剥离器，用于250µm、 900µm、 3mm护套/缓冲层，3孔设计 | 55.25 | https://www.l-com.cn/fiber-optic-stripper-for-250um-900um-3mm-jackets-buffers-3-hole
FOT-ST-BT162 | 灰色缓冲管剥除工具，用于直径为1/8英寸（0.32厘米）以内光缆 | 68.25 | https://www.l-com.cn/grey-buffer-tube-stripper-for-cables-up-to-1-8-diameter
FOT-ST-BT163 | 蓝色缓冲管剥除工具，用于从1/8英寸（0.32厘米）到7/32英寸（0.56厘米）的光缆 | 68.25 | https://www.l-com.cn/blue-buffer-tube-stripper-for-cables-between-1-8-and-7-32-diameter
FOT-ST-DRC | 用于FTTH安装的光缆剥离器 | 48.75 | https://www.l-com.cn/ftth-drop-cable-stripper-for-fiber-installation
FOT-ST-RO1 | 旋转式光缆剥线工具，可用于4.5mm-25mm光缆护套剥离 | 84.5 | https://www.l-com.cn/rotary-cable-stripper-for-45mm-to-25mm-jacketed-fiber
FOT-ST-RO4 | 旋转式同轴线缆剥线工具，4mm、6mm、8mm、12mm剥线长度 | 45.5 | https://www.l-com.cn/rotary-coaxial-cable-stripper-for-4-6-8-and-12mm-lengths
HDCAMM-1 | 具有以太网功能的特优型高速HDMI 线缆，公头/公头，1.0m | 62.51 | https://www.l-com.cn/audio-video-premium-high-speed-hdmi-cable-with-ethernet-male-male-10-m
HDRA2-2 | 具有以太网功能的高速HDMI 线缆，公头/公头直角式向左出线，2.0m | 98.388 | https://www.l-com.cn/audio-video-high-speed-hdmi-cable-with-ethernet-male-right-angle-male-left-exit-20-m
HDRA3-0.5 | 具有以太网功能的高速HDMI 线缆，公头/公头直角式向上出线，0.5m | 67.305 | https://www.l-com.cn/audio-video-high-speed-hdmi-cable-with-ethernet-male-right-angle-male-top-exit-05-m
HG2408U-NF | 2.4 GHz 8 dBi全向天线 - 12英寸，N型母头连接器 | 127.8068 | https://www.l-com.cn/wireless-antenna-24-ghz-8-dbi-omnidirectional-antenna-12in-n-female-connector
HG2409PCR-NF | 2.4 GHz 8 dBi右旋圆极化室内广角平板天线 – 12英寸，N型母头连接器 | 159.15 | https://www.l-com.cn/wireless-antenna-24-ghz-8-dbi-rh-circular-polarized-patch-antenna-12in-n-female-connector
HG65805CUPR-4310F | 617~960MHz/1710~2700MHz/3400~4200MHz/4900~6000MHz/低PIM级垂直极化全向天线，吸顶式，4.3-10型母头连接器 | 125.4132 | https://www.l-com.cn/617-960-mhz--1710-2700-mhz--3400-4200-mhz--4900-6000-mhz-low-pim-rated-dome-v-pol-omni-antenna-ceiling-mount-4.3-10-female-connector-hg65805cupr-4310f
HG65805CUPR-NF | 617~960MHz/1710~2700MHz/3400~4200MHz/4900~6000MHz低PIM级垂直极化吸顶全向天线，隐蔽式安装，N型母头连接器 | 117.2836 | https://www.l-com.cn/617-960-mhz--1710-2700-mhz--3400-4200-mhz--4900-6000-mhz-low-pim-rated-dome-v-pol-omni-antenna-ceiling-mount-type-n-female-connector-hg65805cupr-nf
HG65806CUPR-4310F | 617~960MHz/1350~2700MHz/3300~3800MHz/4900~6000MHz/低PIM级，水平极化吸顶Omni天线，隐蔽式安装，外观小巧，4.3-10型母头连接器 | 115.7956 | https://www.l-com.cn/617-960-mhz--1350-2700-mhz--3300-3800-mhz--4900-6000-mhz-low-pim-rated-h-pol-ceiling-omni-antenna-low-profile-4.3-10-female-connector-hg65806cupr-4310f
HG65806CUPR-NF | 617~960MHz/1350~2700MHz/3300~3800MHz/4900~6000MHz低PIM级水平极化吸顶全向天线，隐蔽式安装，N型母头连接器 | 104.2272 | https://www.l-com.cn/617-960-mhz--1350-2700-mhz--3300-3800-mhz--4900-6000-mhz-low-pim-rated-h-pol-ceiling-omni-antenna-low-profile-type-n-female-connector-hg65806cupr-nf
HG65806DPCUPR-4310F | 617~960MHz/1350~2700MHz/3300~3800MHz/4900~6000MHz/低PIM级水平极化MIMO天线，外形小巧，2个4.3-10型母头连接器 | 251.271 | https://www.l-com.cn/617-960-mhz--1350-2700-mhz--3300-3800-mhz--4900-6000-mhz-low-pim-rated-hh-pol-mimo-omni-antenna-low-profile-2-x-4.3-10-female-connector-hg65806dpcupr-4310f
HG65806DPCUPR-NF | 617~960MHz/1350~2700MHz/3300~3800MHz/4900~6000MHz低PIM级水平极化吸顶全向天线，隐蔽式安装，2个N型母头连接器 | 235.1238 | https://www.l-com.cn/617-960-mhz--1350-2700-mhz--3300-3800-mhz--4900-6000-mhz-low-pim-rated-hh-pol-mimo-omni-antenna-low-profile-2-x-type-n-female-connector-hg65806dpcupr-nf
HG65807XPPR-4310F | 617-960 MHz / 1710-2700 MHz / 3300-4200 MHz / 4900-6000 MHz低PIM级，X-pol 5.5 dBi平板天线，壁挂式，两个4.3-10母连接器 | 645.1068 | https://www.l-com.cn/617-960-mhz--1710-2700-mhz--3300-4200-mhz--4900-6000-mhz-low-pim-rated-x-pol-5.5-dbi-panel-antenna-wall-mount-2x4.3-10-female-connector-hg65807xppr-4310f
IEC-36X4 | 36英寸（15.2厘米）IEC电源线，4件/袋 | 809.9888 | https://www.l-com.cn/power-products-36-iec-power-cord-4-pack
IEC-6X4 | 6英寸（15.2厘米）IEC电源线，4件/袋 | 537.9888 | https://www.l-com.cn/power-products-6-iec-power-cord-4-pack
HG65807XPPR-NF | 617-960 MHz / 1710-2700 MHz / 3300-4200 MHz / 4900-6000 MHz低PIM级X-pol 5.5 dBi增益，平板天线，壁挂式，2个Type N母连接器 | 627.5475 | https://www.l-com.cn/617-960-mhz--1710-2700-mhz--3300-4200-mhz--4900-6000-mhz-low-pim-rated-x-pol-5.5-dbi-panel-antenna-wall-mount-2xtype-n-female-connector-hg65807xppr-nf
HG74204UPR-4310F | 698-960 MHz / 1710-2700 MHz / 3400-4200 MHz低PIM级室内/室外V-pol全向天线，3-4 dBi，4.3-10母连接器 | 112.9392 | https://www.l-com.cn/698-960-mhz--1710-2700-mhz--3400-4200-mhz-low-pim-rated-indoor-outdoor-v-pol-omni-antenna-3-4-dbi-4.3-10-female-connector-hg74204upr-4310f
HG74204UPR-NF | 698~960MHz/1710~2700MHz/3400~4200MHz/低PIM级室内/室外全向天线，增益：3-4 dBi，N型母头连接器 | 105.2568 | https://www.l-com.cn/698-960-mhz--1710-2700-mhz--3400-4200-mhz-low-pim-rated-indoor-outdoor-v-pol-omni-antenna-3-4-dbi-type-n-female-connector-hg74204upr-nf
HG74205DPCUPR-4310F | 698-960 MHz / 1710-2700 MHz / 3400-4200 MHz低PIM级室内VH-pol全向天线，3-5 dBi，吸顶安装，2 x 4.3-10母连接器 | 172.656 | https://www.l-com.cn/698-960-mhz--1710-2700-mhz--3400-4200-mhz-low-pim-rated-indoor-vh-pol-omni-antenna-3-5-dbi-ceiling-mount-2-x-4.3-10-female-connector-hg74205dpcupr-4310f
HG74205DPCUPR-NF | 698~960MHz/1710~2700MHz/3400~4200MHz/低PIM级V/H极化MIMO天线，3-5 dBi增益，吸顶式安装，2个N型母头连接器 | 156.6369 | https://www.l-com.cn/698-960-mhz--1710-2700-mhz--3400-4200-mhz-low-pim-rated-indoor-vh-pol-omni-antenna-3-5-dbi-ceiling-mount-2-x-type-n-female-connector-hg74205dpcupr-nf
HG74206CUPR-4310F | 698~960MHz/1350~2700MHz/3300~4200MHz/低PIM级水平极化全向天线，吸顶式，增益2.2-5 dBi，外观小巧，3-10型母头连接器， | 106.4052 | https://www.l-com.cn/698-960-mhz--1350-2700-mhz--3300-4200-mhz-low-pim-rated-h-pol-ceiling-omni-antenna-2.2-5-dbi-low-profile-4.3-10-female-connector-hg74206cupr-4310f
HG74206CUPR-NF | 698~960MHz/1350~2700MHz/3300~4200MHz低PIM级水平极化吸顶全向天线，隐蔽式安装，2个N型母头连接器 | 99.9346 | https://www.l-com.cn/698-960-mhz--1350-2700-mhz--3300-4200-mhz-low-pim-rated-h-pol-ceiling-omni-antenna-2.2-5-dbi-low-profile-type-n-female-connector-hg74206cupr-nf
HG74206DPCUPR-4310F | 698-960 MHz / 1350-2700 MHz / 3300-4200 MHz低PIM级HH-pol MIMO全向吸顶天线，外观小巧，增益：1.5-6 dBi，2个4.3-10母连接器 | 213.9954 | https://www.l-com.cn/698-960-mhz--1350-2700-mhz--3300-4200-mhz-low-pim-rated-hh-pol-mimo-omni-low-profile-ceiling-antenna-1.5-6-dbi-2x4.3-10-female-connector-hg74206dpcupr-4310f
HG74206DPCUPR-NF | 698-960 MHz / 1350-2700 MHz / 3300-4200 MHz低PIM额定HH-pol MIMO全向吸顶天线，1.5-6 dBi，2个N型母连接器 | 196.2101 | https://www.l-com.cn/698-960-mhz--1350-2700-mhz--3300-4200-mhz-low-pim-rated-hh-pol-mimo-omni-low-profile-ceiling-antenna-1.5-6-dbi-2xtype-n-female-connector-hg74206dpcupr-nf
HG74207DPPR-4310F | 698-960 MHz / 1710-2700 MHz / 3400-4200 MHz低PIM额定VH-pol MIMO面板天线，5-7 dBi，壁挂式，2 x 4.3-10母连接器 | 369.7214 | https://www.l-com.cn/698-960-mhz--1710-2700-mhz--3400-4200-mhz-low-pim-rated-vh-pol-mimo-panel-antenna-5-7-dbi-wall-mount-2-x-4.3-10-female-connector-hg74207dppr-4310f
HG74207DPPR-NF | 698~960MHz/1710~2700MHz/3400~4200MHz/低PIM级DAS垂直/水平极化MIMO平板天线，挂壁式安装，增益：5-7 dBi，2个N型母头连接器 | 353.6368 | https://www.l-com.cn/698-960-mhz--1710-2700-mhz--3400-4200-mhz-low-pim-rated-vh-pol-mimo-panel-antenna-5-7-dbi-wall-mount-2-x-type-n-female-connector-hg74207dppr-nf
HG74208FPPR-4310F | 698-960 MHz / 1710-2700 MHz / 3400-4200 MHz低PIM级DAS V-pol平板天线，5-8.5 dBi，壁挂式，2 x 4.3-10母连接器 | 125.5547 | https://www.l-com.cn/698-960-mhz--1710-2700-mhz--3400-4200-mhz-low-pim-rated-das-v-pol-panel-antenna-5-8.5-dbi-wall-mount-2-x-4.3-10-female-connector-hg74208fppr-4310f
HG74208FPPR-NF | 698~960MHz/1710~2700MHz/3400~4200MHz/低PIM级DAS垂直极化平板天线，挂壁式安装，增益：5-8.5 dBi，2个N型母头连接器 | 117.1261 | https://www.l-com.cn/698-960-mhz--1710-2700-mhz--3400-4200-mhz-low-pim-rated-das-v-pol-panel-antenna-5-8.5-dbi-wall-mount-2-x-type-n-female-connector-hg74208fppr-nf
IEC-12X4 | 12英寸（30.5厘米）IEC电源线，4件/袋 | 537.9888 | https://www.l-com.cn/power-products-12-iec-power-cord-4-pack
IEC-18X4 | 18英寸（45.7厘米）IEC电源线，4件/袋 | 619.5888 | https://www.l-com.cn/power-products-18-iec-power-cord-4-pack
IEC-24X4 | 24英寸（61厘米）IEC电源线，4件/袋 | 728.3888 | https://www.l-com.cn/power-products-24-iec-power-cord-4-pack
LCPWR14Z-2M | N5-15 to C13 LSZH Power Cords 14AWG 2 Meters | 62.7326 | https://www.l-com.cn/power-products-n5-15-to-c13-lszh-power-cords-14awg-2-meters
LCPWR14Z-3M | N5-15 to C13 LSZH Power Cords 14AWG 3 Meters | 83.1571 | https://www.l-com.cn/power-products-n5-15-to-c13-lszh-power-cords-14awg-3-meters
LCPWR16Z-3M | N5-15 to C13 LSZH Power Cords 16AWG 3 Meters | 64.152 | https://www.l-com.cn/power-products-n5-15-to-c13-lszh-power-cords-16awg-3-meters
LCPWR18Z-2M | N5-15 to C13 LSZH Power Cords 18AWG 2 Meters | 37.6992 | https://www.l-com.cn/power-products-n5-15-to-c13-lszh-power-cords-18awg-2-meters
LCPWR18Z-3M | N5-15 to C13 LSZH Power Cords 18AWG 3 Meters | 56.0887 | https://www.l-com.cn/power-products-n5-15-to-c13-lszh-power-cords-18awg-3-meters
LMR-200-UF-LC | 低损耗超柔性LMR-200-UF室内/室外额定双屏蔽同轴电缆，底部带有黑色PE护套 | 5.3222 | https://www.l-com.cn/low-loss-ultra-flexible-lmr-200-uf-indoor-outdoor-rated-coax-cable-double-shielded-black-tpe-jacket-lmr-200-uf-by-the-foot-lmr-200-uf-lc
LMR-400-UF-LC | 低损耗超高柔性LMR-400-UF室内/户外级同轴线缆，双屏蔽，黑色TPE护套，按英尺计 | 7.7613 | https://www.l-com.cn/low-loss-ultra-flexible-lmr-400-uf-indoor-outdoor-rated-coax-cable-double-shielded-black-tpe-jacket-by-the-foot-lmr-400-uf-lc
M12FT5AF | M12 5针A编码现场端接母头连接器，20~22AWG | 168.3928 | https://www.l-com.cn/ethernet-m12-5-pin-a-code-female-field-termination-connector-22-20awg
M12FT5AM | M12 5针A编码现场端接公头连接器，20~22AWG | 179.8572 | https://www.l-com.cn/ethernet-m12-5-pin-a-code-male-field-termination-connector-22-20awg
M12M12F5A-2 | M12 5针A编码公头/母头线缆，2.0m | 72.6824 | https://www.l-com.cn/ethernet-m12-5-position-a-coded-male-female-cable-20m
M12RJ454D-5 | M12 4 针 D 编码公头 / RJ45 公头线缆组件, 5.0m | 82.8871 | https://www.l-com.cn/ethernet-m12-4-position-d-coded-male-rj45-male-cable-50m
MJS110RJ12-WT | 3类Keystone插座，110/RJ12 EIA568/USOC，白色 | 4.341 | https://www.l-com.cn/ethernet-category-3-keystone-jack-110-rj12-eia568-usoc-white
MPF24212OM3R-CA-1 | 成束聚合/转换光缆，无导针MPO24/2×无导针MPO12，OM3 50/125μm多模，ONFR护套，青色，1米 | 267.835 | https://www.l-com.cn/fiber-aggregation-conversion-harness-mpo24-no-pins-2xmpo12-no-pins-om3-50-125um-multimode-onfr-jacket-aqua-1-meter-mpf24212om3r-ca-1
MPF24212OM3R-CA-10 | 成束聚合/转换光缆，无导针MPO24/2×无导针MPO12，OM3 50/125μm多模，ONFR护套，青色，10米 | 502.67 | https://www.l-com.cn/fiber-aggregation-conversion-harness-mpo24-no-pins-2xmpo12-no-pins-om3-50-125um-multimode-onfr-jacket-aqua-10-meter-mpf24212om3r-ca-10
MPF24212OM3R-CA-3 | 成束聚合/转换光缆，无导针MPO24/2×无导针MPO12，OM3 50/125μm多模，ONFR护套，青色，3米 | 320.02 | https://www.l-com.cn/fiber-aggregation-conversion-harness-mpo24-no-pins-2xmpo12-no-pins-om3-50-125um-multimode-onfr-jacket-aqua-3-meter-mpf24212om3r-ca-3
MPF24212OM3R-CA-5 | 成束聚合/转换光缆，无导针MPO24/2×无导针MPO12，OM3 50/125μm多模，ONFR护套，青色，5米 | 372.21 | https://www.l-com.cn/fiber-aggregation-conversion-harness-mpo24-no-pins-2xmpo12-no-pins-om3-50-125um-multimode-onfr-jacket-aqua-5-meter-mpf24212om3r-ca-5
MPF24212OM3Z-CA-1 | 成束聚合/转换光缆，无导针MPO24/2×无导针MPO12，OM3 50/125μm多模，低烟无卤护套，青色，1米 | 267.835 | https://www.l-com.cn/fiber-aggregation-conversion-harness-mpo24-no-pins-2xmpo12-no-pins-om3-50-125um-multimode-lszh-jacket-aqua-1-meter-mpf24212om3z-ca-1
MPF24212OM3Z-CA-10 | 成束聚合/转换光缆，无导针MPO24/2×无导针MPO12，OM3 50/125μm多模，低烟无卤护套，青色，10米 | 502.67 | https://www.l-com.cn/fiber-aggregation-conversion-harness-mpo24-no-pins-2xmpo12-no-pins-om3-50-125um-multimode-lszh-jacket-aqua-10-meter-mpf24212om3z-ca-10
MPF24212OM3Z-CA-3 | 成束聚合/转换光缆，无导针MPO24/2×无导针MPO12，OM3 50/125μm多模，低烟无卤护套，青色，3米 | 320.02 | https://www.l-com.cn/fiber-aggregation-conversion-harness-mpo24-no-pins-2xmpo12-no-pins-om3-50-125um-multimode-lszh-jacket-aqua-3-meter-mpf24212om3z-ca-3
MPF24212OM3Z-CA-5 | 成束聚合/转换光缆，无导针MPO24/2×无导针MPO12，OM3 50/125μm多模，低烟无卤护套，青色，5米 | 372.205 | https://www.l-com.cn/fiber-aggregation-conversion-harness-mpo24-no-pins-2xmpo12-no-pins-om3-50-125um-multimode-lszh-jacket-aqua-5-meter-mpf24212om3z-ca-5
MPF24212OM4R-CA-1 | 成束聚合/转换光缆，无导针MPO24/2×无导针MPO12，OM4 50/125μm多模，ONFR护套，青色，1米 | 286.125 | https://www.l-com.cn/fiber-aggregation-conversion-harness-mpo24-no-pins-2xmpo12-no-pins-om4-50-125um-multimode-onfr-jacket-aqua-1-meter-mpf24212om4r-ca-1
MPF24212OM4R-CA-10 | 成束聚合/转换光缆，无导针MPO24/2×无导针MPO12，OM4 50/125μm多模，ONFR护套，青色，10米 | 685.58 | https://www.l-com.cn/fiber-aggregation-conversion-harness-mpo24-no-pins-2xmpo12-no-pins-om4-50-125um-multimode-onfr-jacket-aqua-10-meter-mpf24212om4r-ca-10
MPF24212OM4R-CA-3 | 成束聚合/转换光缆，无导针MPO24/2×无导针MPO12，OM4 50/125μm多模，ONFR护套，青色，3米 | 374.89 | https://www.l-com.cn/fiber-aggregation-conversion-harness-mpo24-no-pins-2xmpo12-no-pins-om4-50-125um-multimode-onfr-jacket-aqua-3-meter-mpf24212om4r-ca-3
MPF24212OM4R-CA-5 | 成束聚合/转换光缆，无导针MPO24/2×无导针MPO12，OM4 50/125μm多模，ONFR护套，青色，5米 | 463.66 | https://www.l-com.cn/fiber-aggregation-conversion-harness-mpo24-no-pins-2xmpo12-no-pins-om4-50-125um-multimode-onfr-jacket-aqua-5-meter-mpf24212om4r-ca-5
MPF24212OM4Z-CA-1 | 成束聚合/转换光缆，无导针MPO24/2×无导针MPO12，OM4 50/125μm多模，低烟无卤护套，青色，1米 | 286.125 | https://www.l-com.cn/fiber-aggregation-conversion-harness-mpo24-no-pins-2xmpo12-no-pins-om4-50-125um-multimode-lszh-jacket-aqua-1-meter-mpf24212om4z-ca-1
MPF24212OM4Z-CA-10 | 成束聚合/转换光缆，无导针MPO24/2×无导针MPO12，OM4 50/125μm多模，低烟无卤护套，青色，10米 | 685.575 | https://www.l-com.cn/fiber-aggregation-conversion-harness-mpo24-no-pins-2xmpo12-no-pins-om4-50-125um-multimode-lszh-jacket-aqua-10-meter-mpf24212om4z-ca-10
MPF24212OM4Z-CA-3 | 成束聚合/转换光缆，无导针MPO24/2×无导针MPO12，OM4 50/125μm多模，低烟无卤护套，青色，3米 | 374.895 | https://www.l-com.cn/fiber-aggregation-conversion-harness-mpo24-no-pins-2xmpo12-no-pins-om4-50-125um-multimode-lszh-jacket-aqua-3-meter-mpf24212om4z-ca-3
MPF24212OM4Z-CA-5 | 成束聚合/转换光缆，无导针MPO24/2×无导针MPO12，OM4 50/125μm多模，低烟无卤护套，青色，5米 | 463.66 | https://www.l-com.cn/fiber-aggregation-conversion-harness-mpo24-no-pins-2xmpo12-no-pins-om4-50-125um-multimode-lszh-jacket-aqua-5-meter-mpf24212om4z-ca-5
MPF24212OM5R-CA-1 | 成束聚合/转换光缆，无导针MPO24/2×无导针MPO12，OM5 50/125μm多模，ONFR护套，水绿色，1米 | 302.37 | https://www.l-com.cn/fiber-aggregation-conversion-harness-mpo24-no-pins-2xmpo12-no-pins-om5-50-125um-multimode-onfr-jacket-lime-green-1-meter-mpf24212om5r-ca-1
MPF24212OM5R-CA-10 | 成束聚合/转换光缆，无导针MPO24/2×无导针MPO12，OM5 50/125μm多模，ONFR护套，水绿色，10米 | 746.715 | https://www.l-com.cn/fiber-aggregation-conversion-harness-mpo24-no-pins-2xmpo12-no-pins-om5-50-125um-multimode-onfr-jacket-lime-green-10-meter-mpf24212om5r-ca-10
MPF24212OM5R-CA-3 | 成束聚合/转换光缆，无导针MPO24/2×无导针MPO12，OM5 50/125μm多模，ONFR护套，水绿色，3米 | 401.11 | https://www.l-com.cn/fiber-aggregation-conversion-harness-mpo24-no-pins-2xmpo12-no-pins-om5-50-125um-multimode-onfr-jacket-lime-green-3-meter-mpf24212om5r-ca-3
MPF24212OM5R-CA-5 | 成束聚合/转换光缆，无导针MPO24/2×无导针MPO12，OM5 50/125μm多模，ONFR护套，水绿色，5米 | 499.86 | https://www.l-com.cn/fiber-aggregation-conversion-harness-mpo24-no-pins-2xmpo12-no-pins-om5-50-125um-multimode-onfr-jacket-lime-green-5-meter-mpf24212om5r-ca-5
MPF24212OM5Z-CA-1 | 成束聚合/转换光缆，无导针MPO24/2×无导针MPO12，OM5 50/125μm多模，低烟无卤护套，水绿色，1米 | 302.37 | https://www.l-com.cn/fiber-aggregation-conversion-harness-mpo24-no-pins-2xmpo12-no-pins-om5-50-125um-multimode-lszh-jacket-lime-green-1-meter-mpf24212om5z-ca-1
MPF24212OM5Z-CA-10 | 成束聚合/转换光缆，无导针MPO24/2×无导针MPO12，OM5 50/125μm多模，低烟无卤护套，水绿色，10米 | 746.715 | https://www.l-com.cn/fiber-aggregation-conversion-harness-mpo24-no-pins-2xmpo12-no-pins-om5-50-125um-multimode-lszh-jacket-lime-green-10-meter-mpf24212om5z-ca-10
MPF24212OM5Z-CA-3 | 成束聚合/转换光缆，无导针MPO24/2×无导针MPO12，OM5 50/125μm多模，低烟无卤护套，水绿色，3米 | 401.11 | https://www.l-com.cn/fiber-aggregation-conversion-harness-mpo24-no-pins-2xmpo12-no-pins-om5-50-125um-multimode-lszh-jacket-lime-green-3-meter-mpf24212om5z-ca-3
MPF24212OM5Z-CA-5 | 成束聚合/转换光缆，无导针MPO24/2×无导针MPO12，OM5 50/125μm多模，低烟无卤护套，水绿色，5米 | 499.86 | https://www.l-com.cn/fiber-aggregation-conversion-harness-mpo24-no-pins-2xmpo12-no-pins-om5-50-125um-multimode-lszh-jacket-lime-green-5-meter-mpf24212om5z-ca-5
MPF24212SMR-1 | 成束转换光缆，无导针MPO24/2×无导针MPO12，9/125μm单模，ONFR护套，黄色，1米 | 320.66 | https://www.l-com.cn/fiber-conversion-harness-mpo24-no-pins-2xmpo12-no-pins-smf-9-125um-multimode-onfr-jacket-yellow-1-meter-mpf24212smr-1
MPF24212SMR-10 | 成束转换光缆，无导针MPO24/2×无导针MPO12，9/125μm单模，ONFR护套，黄色，10米 | 397.785 | https://www.l-com.cn/fiber-conversion-harness-mpo24-no-pins-2xmpo12-no-pins-smf-9-125um-multimode-onfr-jacket-yellow-10-meter-mpf24212smr-10
MPF24212SMR-3 | 成束转换光缆，无导针MPO24/2×无导针MPO12，9/125μm单模，ONFR护套，黄色，3米 | 337.8 | https://www.l-com.cn/fiber-conversion-harness-mpo24-no-pins-2xmpo12-no-pins-smf-9-125um-multimode-onfr-jacket-yellow-3-meter-mpf24212smr-3
MPF24212SMR-5 | 成束转换光缆，无导针MPO24/2×无导针MPO12，9/125μm单模，ONFR护套，黄色，5米 | 354.94 | https://www.l-com.cn/fiber-conversion-harness-mpo24-no-pins-2xmpo12-no-pins-smf-9-125um-multimode-onfr-jacket-yellow-5-meter-mpf24212smr-5
MPF24212SMR-CA-1 | 成束聚合/转换光缆，无导针MPO24/2×无导针MPO12，9/125μm单模，ONFR护套，黄色，1米 | 320.66 | https://www.l-com.cn/fiber-aggregation-conversion-harness-mpo24-no-pins-2xmpo12-no-pins-smf-9-125um-multimode-onfr-jacket-yellow-1-meter-mpf24212smr-ca-1
MPF24212SMR-CA-10 | 成束聚合/转换光缆，无导针MPO24/2×无导针MPO12，9/125μm单模，ONFR护套，黄色，10米 | 397.79 | https://www.l-com.cn/fiber-aggregation-conversion-harness-mpo24-no-pins-2xmpo12-no-pins-smf-9-125um-multimode-onfr-jacket-yellow-10-meter-mpf24212smr-ca-10
MPF24212SMR-CA-3 | 成束聚合/转换光缆，无导针MPO24/2×无导针MPO12，9/125μm单模，ONFR护套，黄色，3米 | 337.8 | https://www.l-com.cn/fiber-aggregation-conversion-harness-mpo24-no-pins-2xmpo12-no-pins-smf-9-125um-multimode-onfr-jacket-yellow-3-meter-mpf24212smr-ca-3
MPF24212SMR-CA-5 | 成束聚合/转换光缆，无导针MPO24/2×无导针MPO12，9/125μm单模，ONFR护套，黄色，5米 | 354.935 | https://www.l-com.cn/fiber-aggregation-conversion-harness-mpo24-no-pins-2xmpo12-no-pins-smf-9-125um-multimode-onfr-jacket-yellow-5-meter-mpf24212smr-ca-5
MPF24212SMZ-1 | 成束转换光缆，无导针MPO24/2×无导针MPO12，9/125μm单模，低烟无卤护套，黄色，1米 | 320.66 | https://www.l-com.cn/fiber-conversion-harness-mpo24-no-pins-2xmpo12-no-pins-smf-9-125um-multimode-lszh-jacket-yellow-1-meter-mpf24212smz-1
MPF24212SMZ-10 | 成束转换光缆，无导针MPO24/2×无导针MPO12，9/125μm单模，低烟无卤护套，黄色，10米 | 397.79 | https://www.l-com.cn/fiber-conversion-harness-mpo24-no-pins-2xmpo12-no-pins-smf-9-125um-multimode-lszh-jacket-yellow-10-meter-mpf24212smz-10
MPF24212SMZ-3 | 成束转换光缆，无导针MPO24/2×无导针MPO12，9/125μm单模，低烟无卤护套，黄色，3米 | 337.8 | https://www.l-com.cn/fiber-conversion-harness-mpo24-no-pins-2xmpo12-no-pins-smf-9-125um-multimode-lszh-jacket-yellow-3-meter-mpf24212smz-3
MPF24212SMZ-5 | 成束转换光缆，无导针MPO24/2×无导针MPO12，9/125μm单模，低烟无卤护套，黄色，5米 | 354.94 | https://www.l-com.cn/fiber-conversion-harness-mpo24-no-pins-2xmpo12-no-pins-smf-9-125um-multimode-lszh-jacket-yellow-5-meter-mpf24212smz-5
MPF24212SMZ-CA-1 | 成束聚合/转换光缆，无导针MPO24/2×无导针MPO12，9/125μm单模，低烟无卤护套，黄色，1米 | 320.66 | https://www.l-com.cn/fiber-aggregation-conversion-harness-mpo24-no-pins-2xmpo12-no-pins-smf-9-125um-multimode-lszh-jacket-yellow-1-meter-mpf24212smz-ca-1
MPF24212SMZ-CA-10 | 成束聚合/转换光缆，无导针MPO24/2×无导针MPO12，9/125μm单模，低烟无卤护套，黄色，10米 | 397.785 | https://www.l-com.cn/fiber-aggregation-conversion-harness-mpo24-no-pins-2xmpo12-no-pins-smf-9-125um-multimode-lszh-jacket-yellow-10-meter-mpf24212smz-ca-10
MPF24212SMZ-CA-3 | 成束聚合/转换光缆，无导针MPO24/2×无导针MPO12，9/125μm单模，低烟无卤护套，黄色，3米 | 337.8 | https://www.l-com.cn/fiber-aggregation-conversion-harness-mpo24-no-pins-2xmpo12-no-pins-smf-9-125um-multimode-lszh-jacket-yellow-3-meter-mpf24212smz-ca-3
MPF24212SMZ-CA-5 | 成束聚合/转换光缆，无导针MPO24/2×无导针MPO12，9/125μm单模，低烟无卤护套，黄色，5米 | 354.94 | https://www.l-com.cn/fiber-aggregation-conversion-harness-mpo24-no-pins-2xmpo12-no-pins-smf-9-125um-multimode-lszh-jacket-yellow-5-meter-mpf24212smz-ca-5
MPF24308OM3R-CA-1 | 成束聚合/转换光缆，无导针MPO24/3×无导针MPO8，OM3 50/125μm多模，ONFR护套，青色，1米 | 338.825 | https://www.l-com.cn/fiber-aggregation-conversion-harness-mpo24-no-pins-3xmpo8-no-pins-om3-50-125um-multimode-onfr-jacket-aqua-1-meter-mpf24308om3r-ca-1
MPF24308OM3R-CA-10 | 成束聚合/转换光缆，无导针MPO24/3×无导针MPO8，OM3 50/125μm多模，ONFR护套，青色，10米 | 573.655 | https://www.l-com.cn/fiber-aggregation-conversion-harness-mpo24-no-pins-3xmpo8-no-pins-om3-50-125um-multimode-onfr-jacket-aqua-10-meter-mpf24308om3r-ca-10
MPF24308OM3R-CA-3 | 成束聚合/转换光缆，无导针MPO24/3×无导针MPO8，OM3 50/125μm多模，ONFR护套，青色，3米 | 391.01 | https://www.l-com.cn/fiber-aggregation-conversion-harness-mpo24-no-pins-3xmpo8-no-pins-om3-50-125um-multimode-onfr-jacket-aqua-3-meter-mpf24308om3r-ca-3
MPF24308OM3R-CA-5 | 成束聚合/转换光缆，无导针MPO24/3×无导针MPO8，OM3 50/125μm多模，ONFR护套，青色，5米 | 443.195 | https://www.l-com.cn/fiber-aggregation-conversion-harness-mpo24-no-pins-3xmpo8-no-pins-om3-50-125um-multimode-onfr-jacket-aqua-5-meter-mpf24308om3r-ca-5
MPF24308OM3Z-CA-1 | 成束聚合/转换光缆，无导针MPO24/3×无导针MPO8，OM3 50/125μm多模，低烟无卤护套，青色，1米 | 338.825 | https://www.l-com.cn/fiber-aggregation-conversion-harness-mpo24-no-pins-3xmpo8-no-pins-om3-50-125um-multimode-lszh-jacket-aqua-1-meter-mpf24308om3z-ca-1
MPF24308OM3Z-CA-10 | 成束聚合/转换光缆，无导针MPO24/3×无导针MPO8，OM3 50/125μm多模，低烟无卤护套，青色，10米 | 573.655 | https://www.l-com.cn/fiber-aggregation-conversion-harness-mpo24-no-pins-3xmpo8-no-pins-om3-50-125um-multimode-lszh-jacket-aqua-10-meter-mpf24308om3z-ca-10
MPF24308OM3Z-CA-3 | 成束聚合/转换光缆，无导针MPO24/3×无导针MPO8，OM3 50/125μm多模，低烟无卤护套，青色，3米 | 391.01 | https://www.l-com.cn/fiber-aggregation-conversion-harness-mpo24-no-pins-3xmpo8-no-pins-om3-50-125um-multimode-lszh-jacket-aqua-3-meter-mpf24308om3z-ca-3
MPF24308OM3Z-CA-5 | 成束聚合/转换光缆，无导针MPO24/3×无导针MPO8，OM3 50/125μm多模，低烟无卤护套，青色，5米 | 443.195 | https://www.l-com.cn/fiber-aggregation-conversion-harness-mpo24-no-pins-3xmpo8-no-pins-om3-50-125um-multimode-lszh-jacket-aqua-5-meter-mpf24308om3z-ca-5
MPF24308OM4R-CA-1 | 成束聚合/转换光缆，无导针MPO24/3×无导针MPO8，OM4 50/125μm多模，ONFR护套，青色，1米 | 357.115 | https://www.l-com.cn/fiber-aggregation-conversion-harness-mpo24-no-pins-3xmpo8-no-pins-om4-50-125um-multimode-onfr-jacket-aqua-1-meter-mpf24308om4r-ca-1
MPF24308OM4R-CA-10 | 成束聚合/转换光缆，无导针MPO24/3×无导针MPO8，OM4 50/125μm多模，ONFR护套，青色，10米 | 756.56 | https://www.l-com.cn/fiber-aggregation-conversion-harness-mpo24-no-pins-3xmpo8-no-pins-om4-50-125um-multimode-onfr-jacket-aqua-10-meter-mpf24308om4r-ca-10
MPF24308OM4R-CA-3 | 成束聚合/转换光缆，无导针MPO24/3×无导针MPO8，OM4 50/125μm多模，ONFR护套，青色，3米 | 445.88 | https://www.l-com.cn/fiber-aggregation-conversion-harness-mpo24-no-pins-3xmpo8-no-pins-om4-50-125um-multimode-onfr-jacket-aqua-3-meter-mpf24308om4r-ca-3
MPF24308OM4R-CA-5 | 成束聚合/转换光缆，无导针MPO24/3×无导针MPO8，OM4 50/125μm多模，ONFR护套，青色，5米 | 534.65 | https://www.l-com.cn/fiber-aggregation-conversion-harness-mpo24-no-pins-3xmpo8-no-pins-om4-50-125um-multimode-onfr-jacket-aqua-5-meter-mpf24308om4r-ca-5
MPF24308OM4Z-CA-1 | 成束聚合/转换光缆，无导针MPO24/3×无导针MPO8，OM4 50/125μm多模，低烟无卤护套，青色，1米 | 357.115 | https://www.l-com.cn/fiber-aggregation-conversion-harness-mpo24-no-pins-3xmpo8-no-pins-om4-50-125um-multimode-lszh-jacket-aqua-1-meter-mpf24308om4z-ca-1
MPF24308OM4Z-CA-10 | 成束聚合/转换光缆，无导针MPO24/3×无导针MPO8，OM4 50/125μm多模，低烟无卤护套，青色，10米 | 756.56 | https://www.l-com.cn/fiber-aggregation-conversion-harness-mpo24-no-pins-3xmpo8-no-pins-om4-50-125um-multimode-lszh-jacket-aqua-10-meter-mpf24308om4z-ca-10
MPF24308OM4Z-CA-3 | 成束聚合/转换光缆，无导针MPO24/3×无导针MPO8，OM4 50/125μm多模，低烟无卤护套，青色，3米 | 445.88 | https://www.l-com.cn/fiber-aggregation-conversion-harness-mpo24-no-pins-3xmpo8-no-pins-om4-50-125um-multimode-lszh-jacket-aqua-3-meter-mpf24308om4z-ca-3
MPF24308OM4Z-CA-5 | 成束聚合/转换光缆，无导针MPO24/3×无导针MPO8，OM4 50/125μm多模，低烟无卤护套，青色，5米 | 534.65 | https://www.l-com.cn/fiber-aggregation-conversion-harness-mpo24-no-pins-3xmpo8-no-pins-om4-50-125um-multimode-lszh-jacket-aqua-5-meter-mpf24308om4z-ca-5
MPF24308OM5R-CA-1 | 成束聚合/转换光缆，无导针MPO24/3×无导针MPO8，OM5 50/125μm多模，ONFR护套，水绿色，1米 | 377.58 | https://www.l-com.cn/fiber-aggregation-conversion-harness-mpo24-no-pins-3xmpo8-no-pins-om5-50-125um-multimode-onfr-jacket-lime-green-1-meter-mpf24308om5r-ca-1
MPF24308OM5R-CA-10 | 成束聚合/转换光缆，无导针MPO24/3×无导针MPO8，OM5 50/125μm多模，ONFR护套，水绿色，10米 | 821.92 | https://www.l-com.cn/fiber-aggregation-conversion-harness-mpo24-no-pins-3xmpo8-no-pins-om5-50-125um-multimode-onfr-jacket-lime-green-10-meter-mpf24308om5r-ca-10
TRD695AGRY-1 | 特优型超6类线缆，RJ45/RJ45，灰，1英尺（0.3米） | 26.5421 | https://www.l-com.cn/ethernet-premium-cat6a-cable-rj45-rj45-gray-10-ft
MPF24308OM5R-CA-3 | 成束聚合/转换光缆，无导针MPO24/3×无导针MPO8，OM5 50/125μm多模，ONFR护套，水绿色，3米 | 476.325 | https://www.l-com.cn/fiber-aggregation-conversion-harness-mpo24-no-pins-3xmpo8-no-pins-om5-50-125um-multimode-onfr-jacket-lime-green-3-meter-mpf24308om5r-ca-3
MPF24308OM5R-CA-5 | 成束聚合/转换光缆，无导针MPO24/3×无导针MPO8，OM5 50/125μm多模，ONFR护套，水绿色，5米 | 575.065 | https://www.l-com.cn/fiber-aggregation-conversion-harness-mpo24-no-pins-3xmpo8-no-pins-om5-50-125um-multimode-onfr-jacket-lime-green-5-meter-mpf24308om5r-ca-5
MPF24308OM5Z-CA-1 | 成束聚合/转换光缆，无导针MPO24/3×无导针MPO8，OM5 50/125μm多模，低烟无卤护套，水绿色，1米 | 377.575 | https://www.l-com.cn/fiber-aggregation-conversion-harness-mpo24-no-pins-3xmpo8-no-pins-om5-50-125um-multimode-lszh-jacket-lime-green-1-meter-mpf24308om5z-ca-1
MPF24308OM5Z-CA-10 | 成束聚合/转换光缆，无导针MPO24/3×无导针MPO8，OM5 50/125μm多模，低烟无卤护套，水绿色，10米 | 821.925 | https://www.l-com.cn/fiber-aggregation-conversion-harness-mpo24-no-pins-3xmpo8-no-pins-om5-50-125um-multimode-lszh-jacket-lime-green-10-meter-mpf24308om5z-ca-10
MPF24308OM5Z-CA-3 | 成束聚合/转换光缆，无导针MPO24/3×无导针MPO8，OM5 50/125μm多模，低烟无卤护套，水绿色，3米 | 476.325 | https://www.l-com.cn/fiber-aggregation-conversion-harness-mpo24-no-pins-3xmpo8-no-pins-om5-50-125um-multimode-lszh-jacket-lime-green-3-meter-mpf24308om5z-ca-3
MPF24308OM5Z-CA-5 | 成束聚合/转换光缆，无导针MPO24/3×无导针MPO8，OM5 50/125μm多模，低烟无卤护套，水绿色，5米 | 575.065 | https://www.l-com.cn/fiber-aggregation-conversion-harness-mpo24-no-pins-3xmpo8-no-pins-om5-50-125um-multimode-lszh-jacket-lime-green-5-meter-mpf24308om5z-ca-5
MPF24308SMR-1 | 成束转换光缆，无导针MPO24/3×无导针MPO8，9/125μm单模，ONFR护套，黄色，1米 | 410.835 | https://www.l-com.cn/fiber-conversion-harness-mpo24-no-pins-3xmpo8-no-pins-smf-9-125um-multimode-onfr-jacket-yellow-1-meter-mpf24308smr-1
MPF24308SMR-10 | 成束转换光缆，无导针MPO24/3×无导针MPO8，9/125μm单模，ONFR护套，黄色，10米 | 487.96 | https://www.l-com.cn/fiber-conversion-harness-mpo24-no-pins-3xmpo8-no-pins-smf-9-125um-multimode-onfr-jacket-yellow-10-meter-mpf24308smr-10
MPF24308SMR-3 | 成束转换光缆，无导针MPO24/3×无导针MPO8，9/125μm单模，ONFR护套，黄色，3米 | 427.975 | https://www.l-com.cn/fiber-conversion-harness-mpo24-no-pins-3xmpo8-no-pins-smf-9-125um-multimode-onfr-jacket-yellow-3-meter-mpf24308smr-3
MPF24308SMR-5 | 成束转换光缆，无导针MPO24/3×无导针MPO8，9/125μm单模，ONFR护套，黄色，5米 | 445.11 | https://www.l-com.cn/fiber-conversion-harness-mpo24-no-pins-3xmpo8-no-pins-smf-9-125um-multimode-onfr-jacket-yellow-5-meter-mpf24308smr-5
MPF24308SMR-CA-1 | 成束聚合/转换光缆，无导针MPO24/3×无导针MPO8，9/125μm单模，ONFR护套，黄色，1米 | 410.835 | https://www.l-com.cn/fiber-aggregation-conversion-harness-mpo24-no-pins-3xmpo8-no-pins-smf-9-125um-multimode-onfr-jacket-yellow-1-meter-mpf24308smr-ca-1
MPF24308SMR-CA-10 | 成束聚合/转换光缆，无导针MPO24/3×无导针MPO8，9/125μm单模，ONFR护套，黄色，10米 | 487.96 | https://www.l-com.cn/fiber-aggregation-conversion-harness-mpo24-no-pins-3xmpo8-no-pins-smf-9-125um-multimode-onfr-jacket-yellow-10-meter-mpf24308smr-ca-10
MPF24308SMR-CA-3 | 成束聚合/转换光缆，无导针MPO24/3×无导针MPO8，9/125μm单模，ONFR护套，黄色，3米 | 427.975 | https://www.l-com.cn/fiber-aggregation-conversion-harness-mpo24-no-pins-3xmpo8-no-pins-smf-9-125um-multimode-onfr-jacket-yellow-3-meter-mpf24308smr-ca-3
MPF24308SMR-CA-5 | 成束聚合/转换光缆，无导针MPO24/3×无导针MPO8，9/125μm单模，ONFR护套，黄色，5米 | 445.11 | https://www.l-com.cn/fiber-aggregation-conversion-harness-mpo24-no-pins-3xmpo8-no-pins-smf-9-125um-multimode-onfr-jacket-yellow-5-meter-mpf24308smr-ca-5
MPF24308SMZ-1 | 成束转换光缆，带导针MPO24/3×带导针MPO8，9/125μm单模，低烟无卤护套，黄色，1米 | 410.835 | https://www.l-com.cn/fiber-conversion-harness-mpo24-no-pins-3xmpo8-no-pins-smf-9-125um-multimode-lszh-jacket-yellow-1-meter-mpf24308smz-1
MPF24308SMZ-10 | 成束转换光缆，带导针MPO24/3×带导针MPO8，9/125μm单模，低烟无卤护套，黄色，10米 | 487.965 | https://www.l-com.cn/fiber-conversion-harness-mpo24-no-pins-3xmpo8-no-pins-smf-9-125um-multimode-lszh-jacket-yellow-10-meter-mpf24308smz-10
MPF24308SMZ-3 | 成束转换光缆，带导针MPO24/3×带导针MPO8，9/125μm单模，低烟无卤护套，黄色，3米 | 427.97 | https://www.l-com.cn/fiber-conversion-harness-mpo24-no-pins-3xmpo8-no-pins-smf-9-125um-multimode-lszh-jacket-yellow-3-meter-mpf24308smz-3
MPF24308SMZ-5 | 成束转换光缆，带导针MPO24/3×带导针MPO8，9/125μm单模，低烟无卤护套，黄色，5米 | 445.115 | https://www.l-com.cn/fiber-conversion-harness-mpo24-no-pins-3xmpo8-no-pins-smf-9-125um-multimode-lszh-jacket-yellow-5-meter-mpf24308smz-5
MPF24308SMZ-CA-1 | 成束聚合/转换光缆，带导针MPO24/3×带导针MPO8，9/125μm单模，低烟无卤护套，黄色，1米 | 410.835 | https://www.l-com.cn/fiber-aggregation-conversion-harness-mpo24-no-pins-3xmpo8-no-pins-smf-9-125um-multimode-lszh-jacket-yellow-1-meter-mpf24308smz-ca-1
MPF24308SMZ-CA-10 | 成束聚合/转换光缆，带导针MPO24/3×带导针MPO8，9/125μm单模，低烟无卤护套，黄色，10米 | 487.96 | https://www.l-com.cn/fiber-aggregation-conversion-harness-mpo24-no-pins-3xmpo8-no-pins-smf-9-125um-multimode-lszh-jacket-yellow-10-meter-mpf24308smz-ca-10
MPF24308SMZ-CA-3 | 成束聚合/转换光缆，带导针MPO24/3×带导针MPO8，9/125μm单模，低烟无卤护套，黄色，3米 | 427.975 | https://www.l-com.cn/fiber-aggregation-conversion-harness-mpo24-no-pins-3xmpo8-no-pins-smf-9-125um-multimode-lszh-jacket-yellow-3-meter-mpf24308smz-ca-3
MPF24308SMZ-CA-5 | 成束聚合/转换光缆，带导针MPO24/3×带导针MPO8，9/125μm单模，低烟无卤护套，黄色，5米 | 445.11 | https://www.l-com.cn/fiber-aggregation-conversion-harness-mpo24-no-pins-3xmpo8-no-pins-smf-9-125um-multimode-lszh-jacket-yellow-5-meter-mpf24308smz-ca-5
MPF308212OM3R-CA-1 | 成束聚合/转换光缆，3×无导针MPO8/2×无导针MPO12，OM3 50/125μm多模，ONFR护套，青色，1米 | 381.035 | https://www.l-com.cn/fiber-aggregation-conversion-harness-3xmpo8-no-pins-2xmpo12-no-pins-om3-50-125um-multimode-onfr-jacket-aqua-1-meter-mpf308212om3r-ca-1
MPF308212OM3R-CA-10 | 成束聚合/转换光缆，3×无导针MPO8/2×无导针MPO12，OM3 50/125μm多模，ONFR护套，青色，10米 | 615.865 | https://www.l-com.cn/fiber-aggregation-conversion-harness-3xmpo8-no-pins-2xmpo12-no-pins-om3-50-125um-multimode-onfr-jacket-aqua-10-meter-mpf308212om3r-ca-10
MPF308212OM3R-CA-3 | 成束聚合/转换光缆，3×无导针MPO8/2×无导针MPO12，OM3 50/125μm多模，ONFR护套，青色，3米 | 433.22 | https://www.l-com.cn/fiber-aggregation-conversion-harness-3xmpo8-no-pins-2xmpo12-no-pins-om3-50-125um-multimode-onfr-jacket-aqua-3-meter-mpf308212om3r-ca-3
MPF308212OM3R-CA-5 | 成束聚合/转换光缆，3×无导针MPO8/2×无导针MPO12，OM3 50/125μm多模，ONFR护套，青色，5米 | 485.4 | https://www.l-com.cn/fiber-aggregation-conversion-harness-3xmpo8-no-pins-2xmpo12-no-pins-om3-50-125um-multimode-onfr-jacket-aqua-5-meter-mpf308212om3r-ca-5
MPF308212OM3Z-CA-1 | 成束聚合/转换光缆，3×无导针MPO8/2×无导针MPO12，OM3 50/125μm多模，低烟无卤护套，青色，1米 | 381.035 | https://www.l-com.cn/fiber-aggregation-conversion-harness-3xmpo8-no-pins-2xmpo12-no-pins-om3-50-125um-multimode-lszh-jacket-aqua-1-meter-mpf308212om3z-ca-1
MPF308212OM3Z-CA-10 | 成束聚合/转换光缆，3×无导针MPO8/2×无导针MPO12，OM3 50/125μm多模，低烟无卤护套，青色，10米 | 615.865 | https://www.l-com.cn/fiber-aggregation-conversion-harness-3xmpo8-no-pins-2xmpo12-no-pins-om3-50-125um-multimode-lszh-jacket-aqua-10-meter-mpf308212om3z-ca-10
MPF308212OM3Z-CA-3 | 成束聚合/转换光缆，3×无导针MPO8/2×无导针MPO12，OM3 50/125μm多模，低烟无卤护套，青色，3米 | 433.22 | https://www.l-com.cn/fiber-aggregation-conversion-harness-3xmpo8-no-pins-2xmpo12-no-pins-om3-50-125um-multimode-lszh-jacket-aqua-3-meter-mpf308212om3z-ca-3
MPF308212OM3Z-CA-5 | 成束聚合/转换光缆，3×无导针MPO8/2×无导针MPO12，OM3 50/125μm多模，低烟无卤护套，青色，5米 | 485.4 | https://www.l-com.cn/fiber-aggregation-conversion-harness-3xmpo8-no-pins-2xmpo12-no-pins-om3-50-125um-multimode-lszh-jacket-aqua-5-meter-mpf308212om3z-ca-5
MPF308212OM4R-CA-1 | 成束聚合/转换光缆，3×无导针MPO8/2×无导针MPO12，OM4 50/125μm多模，ONFR护套，青色，1米 | 399.325 | https://www.l-com.cn/fiber-aggregation-conversion-harness-3xmpo8-no-pins-2xmpo12-no-pins-om4-50-125um-multimode-onfr-jacket-aqua-1-meter-mpf308212om4r-ca-1
MPF308212OM4R-CA-10 | 成束聚合/转换光缆，3×无导针MPO8/2×无导针MPO12，OM4 50/125μm多模，ONFR护套，青色，10米 | 798.77 | https://www.l-com.cn/fiber-aggregation-conversion-harness-3xmpo8-no-pins-2xmpo12-no-pins-om4-50-125um-multimode-onfr-jacket-aqua-10-meter-mpf308212om4r-ca-10
MPF308212OM4R-CA-3 | 成束聚合/转换光缆，3×无导针MPO8/2×无导针MPO12，OM4 50/125μm多模，ONFR护套，青色，3米 | 488.09 | https://www.l-com.cn/fiber-aggregation-conversion-harness-3xmpo8-no-pins-2xmpo12-no-pins-om4-50-125um-multimode-onfr-jacket-aqua-3-meter-mpf308212om4r-ca-3
TRD695AGRY-100 | 特优型超6类线缆，RJ45/RJ45，灰，100英尺（30.5米） | 325.37 | https://www.l-com.cn/ethernet-premium-cat6a-cable-rj45-rj45-gray-1000-ft
MPF308212OM4R-CA-5 | 成束聚合/转换光缆，3×无导针MPO8/2×无导针MPO12，OM4 50/125μm多模，ONFR护套，青色，5米 | 576.855 | https://www.l-com.cn/fiber-aggregation-conversion-harness-3xmpo8-no-pins-2xmpo12-no-pins-om4-50-125um-multimode-onfr-jacket-aqua-5-meter-mpf308212om4r-ca-5
MPF308212OM4Z-CA-1 | 成束聚合/转换光缆，3×无导针MPO8/2×无导针MPO12，OM4 50/125μm多模，低烟无卤护套，青色，1米 | 399.325 | https://www.l-com.cn/fiber-aggregation-conversion-harness-3xmpo8-no-pins-2xmpo12-no-pins-om4-50-125um-multimode-lszh-jacket-aqua-1-meter-mpf308212om4z-ca-1
MPF308212OM4Z-CA-10 | 成束聚合/转换光缆，3×无导针MPO8/2×无导针MPO12，OM4 50/125μm多模，低烟无卤护套，青色，10米 | 798.775 | https://www.l-com.cn/fiber-aggregation-conversion-harness-3xmpo8-no-pins-2xmpo12-no-pins-om4-50-125um-multimode-lszh-jacket-aqua-10-meter-mpf308212om4z-ca-10
MPF308212OM4Z-CA-3 | 成束聚合/转换光缆，3×无导针MPO8/2×无导针MPO12，OM4 50/125μm多模，低烟无卤护套，青色，3米 | 488.085 | https://www.l-com.cn/fiber-aggregation-conversion-harness-3xmpo8-no-pins-2xmpo12-no-pins-om4-50-125um-multimode-lszh-jacket-aqua-3-meter-mpf308212om4z-ca-3
MPF308212OM4Z-CA-5 | 成束聚合/转换光缆，3×无导针MPO8/2×无导针MPO12，OM4 50/125μm多模，低烟无卤护套，青色，5米 | 576.86 | https://www.l-com.cn/fiber-aggregation-conversion-harness-3xmpo8-no-pins-2xmpo12-no-pins-om4-50-125um-multimode-lszh-jacket-aqua-5-meter-mpf308212om4z-ca-5
MPF308212OM5R-CA-1 | 成束聚合/转换光缆，3×无导针MPO8/2×无导针MPO12，OM5 50/125μm多模，ONFR护套，水绿色，1米 | 425.415 | https://www.l-com.cn/fiber-aggregation-conversion-harness-3xmpo8-no-pins-2xmpo12-no-pins-om5-50-125um-multimode-onfr-jacket-lime-green-1-meter-mpf308212om5r-ca-1
MPF308212OM5R-CA-10 | 成束聚合/转换光缆，3×无导针MPO8/2×无导针MPO12，OM5 50/125μm多模，ONFR护套，水绿色，10米 | 869.76 | https://www.l-com.cn/fiber-aggregation-conversion-harness-3xmpo8-no-pins-2xmpo12-no-pins-om5-50-125um-multimode-onfr-jacket-lime-green-10-meter-mpf308212om5r-ca-10
MPF308212OM5R-CA-3 | 成束聚合/转换光缆，3×无导针MPO8/2×无导针MPO12，OM5 50/125μm多模，ONFR护套，水绿色，3米 | 524.16 | https://www.l-com.cn/fiber-aggregation-conversion-harness-3xmpo8-no-pins-2xmpo12-no-pins-om5-50-125um-multimode-onfr-jacket-lime-green-3-meter-mpf308212om5r-ca-3
MPF308212OM5R-CA-5 | 成束聚合/转换光缆，3×无导针MPO8/2×无导针MPO12，OM5 50/125μm多模，ONFR护套，水绿色，5米 | 622.9 | https://www.l-com.cn/fiber-aggregation-conversion-harness-3xmpo8-no-pins-2xmpo12-no-pins-om5-50-125um-multimode-onfr-jacket-lime-green-5-meter-mpf308212om5r-ca-5
MPF308212OM5Z-CA-1 | 成束聚合/转换光缆，3×无导针MPO8/2×无导针MPO12，OM5 50/125μm多模，ONFR护套，绿色，1米 | 425.415 | https://www.l-com.cn/fiber-aggregation-conversion-harness-3xmpo8-no-pins-2xmpo12-no-pins-om5-50-125um-multimode-lszh-jacket-lime-green-1-meter-mpf308212om5z-ca-1
MPF308212OM5Z-CA-10 | 成束聚合/转换光缆，3×无导针MPO8/2×无导针MPO12，OM5 50/125μm多模，ONFR护套，绿色，10米 | 869.76 | https://www.l-com.cn/fiber-aggregation-conversion-harness-3xmpo8-no-pins-2xmpo12-no-pins-om5-50-125um-multimode-lszh-jacket-lime-green-10-meter-mpf308212om5z-ca-10
MPF308212OM5Z-CA-3 | 成束聚合/转换光缆，3×无导针MPO8/2×无导针MPO12，OM5 50/125μm多模，ONFR护套，绿色，3米 | 524.16 | https://www.l-com.cn/fiber-aggregation-conversion-harness-3xmpo8-no-pins-2xmpo12-no-pins-om5-50-125um-multimode-lszh-jacket-lime-green-3-meter-mpf308212om5z-ca-3
MPF308212OM5Z-CA-5 | 成束聚合/转换光缆，3×无导针MPO8/2×无导针MPO12，OM5 50/125μm多模，ONFR护套，绿色，5米 | 622.905 | https://www.l-com.cn/fiber-aggregation-conversion-harness-3xmpo8-no-pins-2xmpo12-no-pins-om5-50-125um-multimode-lszh-jacket-lime-green-5-meter-mpf308212om5z-ca-5
MPF308212SMR-1 | 转换光缆，3×无导针MPO8/2×无导针MPO12，9/125μm单模，ONFR护套，黄色，1米 | 459.435 | https://www.l-com.cn/fiber-conversion-harness-3xmpo8-no-pins-2xmpo12-no-pins-smf-9-125um-multimode-onfr-jacket-yellow-1-meter-mpf308212smr-1
MPF308212SMR-10 | 转换光缆，3×无导针MPO8/2×无导针MPO12，9/125μm单模，ONFR护套，黄色，10米 | 536.565 | https://www.l-com.cn/fiber-conversion-harness-3xmpo8-no-pins-2xmpo12-no-pins-smf-9-125um-multimode-onfr-jacket-yellow-10-meter-mpf308212smr-10
MPF308212SMR-3 | 转换光缆，3×无导针MPO8/2×无导针MPO12，9/125μm单模，ONFR护套，黄色，3米 | 476.58 | https://www.l-com.cn/fiber-conversion-harness-3xmpo8-no-pins-2xmpo12-no-pins-smf-9-125um-multimode-onfr-jacket-yellow-3-meter-mpf308212smr-3
MPF308212SMR-5 | 转换光缆，3×无导针MPO8/2×无导针MPO12，9/125μm单模，ONFR护套，黄色，5米 | 493.715 | https://www.l-com.cn/fiber-conversion-harness-3xmpo8-no-pins-2xmpo12-no-pins-smf-9-125um-multimode-onfr-jacket-yellow-5-meter-mpf308212smr-5
MPF308212SMR-CA-1 | 成束聚合/转换光缆，3×无导针MPO8/2×无导针MPO12，9/125μm单模，ONFR护套，黄色，1米 | 459.44 | https://www.l-com.cn/fiber-aggregation-conversion-harness-3xmpo8-no-pins-2xmpo12-no-pins-smf-9-125um-multimode-onfr-jacket-yellow-1-meter-mpf308212smr-ca-1
MPF308212SMR-CA-10 | 成束聚合/转换光缆，3×无导针MPO8/2×无导针MPO12，9/125μm单模，ONFR护套，黄色，10米 | 536.565 | https://www.l-com.cn/fiber-aggregation-conversion-harness-3xmpo8-no-pins-2xmpo12-no-pins-smf-9-125um-multimode-onfr-jacket-yellow-10-meter-mpf308212smr-ca-10
MPF308212SMR-CA-3 | 成束聚合/转换光缆，3×无导针MPO8/2×无导针MPO12，9/125μm单模，ONFR护套，黄色，3米 | 476.58 | https://www.l-com.cn/fiber-aggregation-conversion-harness-3xmpo8-no-pins-2xmpo12-no-pins-smf-9-125um-multimode-onfr-jacket-yellow-3-meter-mpf308212smr-ca-3
MPF308212SMR-CA-5 | 成束聚合/转换光缆，3×无导针MPO8/2×无导针MPO12，9/125μm单模，ONFR护套，黄色，5米 | 493.715 | https://www.l-com.cn/fiber-aggregation-conversion-harness-3xmpo8-no-pins-2xmpo12-no-pins-smf-9-125um-multimode-onfr-jacket-yellow-5-meter-mpf308212smr-ca-5
MPF308212SMZ-1 | 转换光缆，3×无导针MPO8/2×无导针MPO12，9/125μm单模，LSZH护套，黄色，1米 | 459.44 | https://www.l-com.cn/fiber-conversion-harness-3xmpo8-no-pins-2xmpo12-no-pins-smf-9-125um-multimode-lszh-jacket-yellow-1-meter-mpf308212smz-1
MPF308212SMZ-10 | 转换光缆，3×无导针MPO8/2×无导针MPO12，9/125μm单模，LSZH护套，黄色，10米 | 536.565 | https://www.l-com.cn/fiber-conversion-harness-3xmpo8-no-pins-2xmpo12-no-pins-smf-9-125um-multimode-lszh-jacket-yellow-10-meter-mpf308212smz-10
MPF308212SMZ-3 | 转换光缆，3×无导针MPO8/2×无导针MPO12，9/125μm单模，LSZH护套，黄色，3米 | 476.575 | https://www.l-com.cn/fiber-conversion-harness-3xmpo8-no-pins-2xmpo12-no-pins-smf-9-125um-multimode-lszh-jacket-yellow-3-meter-mpf308212smz-3
MPF308212SMZ-5 | 转换光缆，3×无导针MPO8/2×无导针MPO12，9/125μm单模，LSZH护套，黄色，5米 | 493.72 | https://www.l-com.cn/fiber-conversion-harness-3xmpo8-no-pins-2xmpo12-no-pins-smf-9-125um-multimode-lszh-jacket-yellow-5-meter-mpf308212smz-5
MPF308212SMZ-CA-1 | 成束聚合/转换光缆，3×无导针MPO8/2×无导针MPO12，9/125μm单模，LSZH护套，黄色，1米 | 459.44 | https://www.l-com.cn/fiber-aggregation-conversion-harness-3xmpo8-no-pins-2xmpo12-no-pins-smf-9-125um-multimode-lszh-jacket-yellow-1-meter-mpf308212smz-ca-1
MPF308212SMZ-CA-10 | 成束聚合/转换光缆，3×无导针MPO8/2×无导针MPO12，9/125μm单模，LSZH护套，黄色，10米 | 536.565 | https://www.l-com.cn/fiber-aggregation-conversion-harness-3xmpo8-no-pins-2xmpo12-no-pins-smf-9-125um-multimode-lszh-jacket-yellow-10-meter-mpf308212smz-ca-10
MPF308212SMZ-CA-3 | 成束聚合/转换光缆，3×无导针MPO8/2×无导针MPO12，9/125μm单模，LSZH护套，黄色，3米 | 476.575 | https://www.l-com.cn/fiber-aggregation-conversion-harness-3xmpo8-no-pins-2xmpo12-no-pins-smf-9-125um-multimode-lszh-jacket-yellow-3-meter-mpf308212smz-ca-3
MPF308212SMZ-CA-5 | 成束聚合/转换光缆，3×无导针MPO8/2×无导针MPO12，9/125μm单模，LSZH护套，黄色，5米 | 493.72 | https://www.l-com.cn/fiber-aggregation-conversion-harness-3xmpo8-no-pins-2xmpo12-no-pins-smf-9-125um-multimode-lszh-jacket-yellow-5-meter-mpf308212smz-ca-5
MPM24212OM3R-CA-1 | 成束聚合/转换光缆，含导针MPO24/2×含导针MPO12，OM3 50/125μm多模，ONFR护套，青色，1米 | 274.355 | https://www.l-com.cn/fiber-aggregation-conversion-harness-mpo24-pins-2xmpo12-pins-om3-50-125um-multimode-onfr-jacket-aqua-1-meter-mpm24212om3r-ca-1
MPM24212OM3R-CA-10 | 成束聚合/转换光缆，含导针MPO24/2×含导针MPO12，OM3 50/125μm多模，ONFR护套，青色，10米 | 509.195 | https://www.l-com.cn/fiber-aggregation-conversion-harness-mpo24-pins-2xmpo12-pins-om3-50-125um-multimode-onfr-jacket-aqua-10-meter-mpm24212om3r-ca-10
MPM24212OM3R-CA-3 | 成束聚合/转换光缆，含导针MPO24/2×含导针MPO12，OM3 50/125μm多模，ONFR护套，青色，3米 | 326.545 | https://www.l-com.cn/fiber-aggregation-conversion-harness-mpo24-pins-2xmpo12-pins-om3-50-125um-multimode-onfr-jacket-aqua-3-meter-mpm24212om3r-ca-3
MPM24212OM3R-CA-5 | 成束聚合/转换光缆，含导针MPO24/2×含导针MPO12，OM3 50/125μm多模，ONFR护套，青色，5米 | 378.73 | https://www.l-com.cn/fiber-aggregation-conversion-harness-mpo24-pins-2xmpo12-pins-om3-50-125um-multimode-onfr-jacket-aqua-5-meter-mpm24212om3r-ca-5
MPM24212OM3Z-CA-1 | 成束聚合/转换光缆，含导针MPO24/2×含导针MPO12，OM3 50/125μm多模，低烟无卤护套，青色，1米 | 274.36 | https://www.l-com.cn/fiber-aggregation-conversion-harness-mpo24-pins-2xmpo12-pins-om3-50-125um-multimode-lszh-jacket-aqua-1-meter-mpm24212om3z-ca-1
MPM24212OM3Z-CA-10 | 成束聚合/转换光缆，含导针MPO24/2×含导针MPO12，OM3 50/125μm多模，低烟无卤护套，青色，10米 | 509.19 | https://www.l-com.cn/fiber-aggregation-conversion-harness-mpo24-pins-2xmpo12-pins-om3-50-125um-multimode-lszh-jacket-aqua-10-meter-mpm24212om3z-ca-10
MPM24212OM3Z-CA-3 | 成束聚合/转换光缆，含导针MPO24/2×含导针MPO12，OM3 50/125μm多模，低烟无卤护套，青色，3米 | 326.545 | https://www.l-com.cn/fiber-aggregation-conversion-harness-mpo24-pins-2xmpo12-pins-om3-50-125um-multimode-lszh-jacket-aqua-3-meter-mpm24212om3z-ca-3
MPM24212OM3Z-CA-5 | 成束聚合/转换光缆，含导针MPO24/2×含导针MPO12，OM3 50/125μm多模，低烟无卤护套，青色，5米 | 378.73 | https://www.l-com.cn/fiber-aggregation-conversion-harness-mpo24-pins-2xmpo12-pins-om3-50-125um-multimode-lszh-jacket-aqua-5-meter-mpm24212om3z-ca-5
MPM24212OM4R-CA-1 | 成束聚合/转换光缆，含导针MPO24/2×含导针MPO12，OM4 50/125μm多模，OFNR护套，青色，1米 | 292.65 | https://www.l-com.cn/fiber-aggregation-conversion-harness-mpo24-pins-2xmpo12-pins-om4-50-125um-multimode-onfr-jacket-aqua-1-meter-mpm24212om4r-ca-1
MPM24212OM4R-CA-10 | 成束聚合/转换光缆，含导针MPO24/2×含导针MPO12，OM4 50/125μm多模，OFNR护套，青色，10米 | 692.1 | https://www.l-com.cn/fiber-aggregation-conversion-harness-mpo24-pins-2xmpo12-pins-om4-50-125um-multimode-onfr-jacket-aqua-10-meter-mpm24212om4r-ca-10
MPM24212OM4R-CA-3 | 成束聚合/转换光缆，含导针MPO24/2×含导针MPO12，OM4 50/125μm多模，OFNR护套，青色，3米 | 381.415 | https://www.l-com.cn/fiber-aggregation-conversion-harness-mpo24-pins-2xmpo12-pins-om4-50-125um-multimode-onfr-jacket-aqua-3-meter-mpm24212om4r-ca-3
MPM24212OM4R-CA-5 | 成束聚合/转换光缆，含导针MPO24/2×含导针MPO12，OM4 50/125μm多模，OFNR护套，青色，5米 | 470.18 | https://www.l-com.cn/fiber-aggregation-conversion-harness-mpo24-pins-2xmpo12-pins-om4-50-125um-multimode-onfr-jacket-aqua-5-meter-mpm24212om4r-ca-5
MPM24212OM4Z-CA-1 | 成束聚合/转换光缆，含导针MPO24/2×含导针MPO12，OM4 50/125μm多模，LSZH护套，青色，1米 | 292.65 | https://www.l-com.cn/fiber-aggregation-conversion-harness-mpo24-pins-2xmpo12-pins-om4-50-125um-multimode-lszh-jacket-aqua-1-meter-mpm24212om4z-ca-1
MPM24212OM4Z-CA-10 | 成束聚合/转换光缆，含导针MPO24/2×含导针MPO12，OM4 50/125μm多模，LSZH护套，青色，10米 | 692.1 | https://www.l-com.cn/fiber-aggregation-conversion-harness-mpo24-pins-2xmpo12-pins-om4-50-125um-multimode-lszh-jacket-aqua-10-meter-mpm24212om4z-ca-10
MPM24212OM4Z-CA-3 | 成束聚合/转换光缆，含导针MPO24/2×含导针MPO12，OM4 50/125μm多模，LSZH护套，青色，3米 | 381.415 | https://www.l-com.cn/fiber-aggregation-conversion-harness-mpo24-pins-2xmpo12-pins-om4-50-125um-multimode-lszh-jacket-aqua-3-meter-mpm24212om4z-ca-3
MPM24212OM4Z-CA-5 | 成束聚合/转换光缆，含导针MPO24/2×含导针MPO12，OM4 50/125μm多模，LSZH护套，青色，5米 | 470.185 | https://www.l-com.cn/fiber-aggregation-conversion-harness-mpo24-pins-2xmpo12-pins-om4-50-125um-multimode-lszh-jacket-aqua-5-meter-mpm24212om4z-ca-5
MPM24212OM5R-CA-1 | 成束聚合/转换光缆，含导针MPO24/2×含导针MPO12，OM5 50/125μm多模，OFNR护套，青色，1米 | 308.89 | https://www.l-com.cn/fiber-aggregation-conversion-harness-mpo24-pins-2xmpo12-pins-om5-50-125um-multimode-onfr-jacket-lime-green-1-meter-mpm24212om5r-ca-1
MPM24212OM5R-CA-10 | 成束聚合/转换光缆，含导针MPO24/2×含导针MPO12，OM5 50/125μm多模，OFNR护套，青色，10米 | 753.24 | https://www.l-com.cn/fiber-aggregation-conversion-harness-mpo24-pins-2xmpo12-pins-om5-50-125um-multimode-onfr-jacket-lime-green-10-meter-mpm24212om5r-ca-10
MPM24212OM5R-CA-3 | 成束聚合/转换光缆，含导针MPO24/2×含导针MPO12，OM5 50/125μm多模，OFNR护套，青色，3米 | 407.635 | https://www.l-com.cn/fiber-aggregation-conversion-harness-mpo24-pins-2xmpo12-pins-om5-50-125um-multimode-onfr-jacket-lime-green-3-meter-mpm24212om5r-ca-3
MPM24212OM5R-CA-5 | 成束聚合/转换光缆，含导针MPO24/2×含导针MPO12，OM5 50/125μm多模，OFNR护套，青色，5米 | 506.38 | https://www.l-com.cn/fiber-aggregation-conversion-harness-mpo24-pins-2xmpo12-pins-om5-50-125um-multimode-onfr-jacket-lime-green-5-meter-mpm24212om5r-ca-5
MPM24212OM5Z-CA-1 | 成束聚合/转换光缆，含导针MPO24/2×含导针MPO12，OM5 50/125μm多模，LSZH护套，青色，1米 | 308.895 | https://www.l-com.cn/fiber-aggregation-conversion-harness-mpo24-pins-2xmpo12-pins-om5-50-125um-multimode-lszh-jacket-lime-green-1-meter-mpm24212om5z-ca-1
MPM24212OM5Z-CA-10 | 成束聚合/转换光缆，含导针MPO24/2×含导针MPO12，OM5 50/125μm多模，LSZH护套，青色，10米 | 753.235 | https://www.l-com.cn/fiber-aggregation-conversion-harness-mpo24-pins-2xmpo12-pins-om5-50-125um-multimode-lszh-jacket-lime-green-10-meter-mpm24212om5z-ca-10
MPM24212OM5Z-CA-3 | 成束聚合/转换光缆，含导针MPO24/2×含导针MPO12，OM5 50/125μm多模，LSZH护套，青色，3米 | 407.64 | https://www.l-com.cn/fiber-aggregation-conversion-harness-mpo24-pins-2xmpo12-pins-om5-50-125um-multimode-lszh-jacket-lime-green-3-meter-mpm24212om5z-ca-3
MPM24212OM5Z-CA-5 | 成束聚合/转换光缆，含导针MPO24/2×含导针MPO12，OM5 50/125μm多模，LSZH护套，青色，5米 | 506.38 | https://www.l-com.cn/fiber-aggregation-conversion-harness-mpo24-pins-2xmpo12-pins-om5-50-125um-multimode-lszh-jacket-lime-green-5-meter-mpm24212om5z-ca-5
MPM24212SMR-1 | 成束转换光缆，含导针MPO24/2×含导针MPO12，9/125μm单模，ONFR护套，黄色，1米 | 332.555 | https://www.l-com.cn/fiber-conversion-harness-mpo24-pins-2xmpo12-pins-smf-9-125um-multimode-onfr-jacket-yellow-1-meter-mpm24212smr-1
MPM24212SMR-10 | 成束转换光缆，含导针MPO24/2×含导针MPO12，9/125μm单模，ONFR护套，黄色，10米 | 409.68 | https://www.l-com.cn/fiber-conversion-harness-mpo24-pins-2xmpo12-pins-smf-9-125um-multimode-onfr-jacket-yellow-10-meter-mpm24212smr-10
MPM24212SMR-3 | 成束转换光缆，含导针MPO24/2×含导针MPO12，9/125μm单模，ONFR护套，黄色，3米 | 349.695 | https://www.l-com.cn/fiber-conversion-harness-mpo24-pins-2xmpo12-pins-smf-9-125um-multimode-onfr-jacket-yellow-3-meter-mpm24212smr-3
MPM24212SMR-5 | 成束转换光缆，含导针MPO24/2×含导针MPO12，9/125μm单模，ONFR护套，黄色，5米 | 366.835 | https://www.l-com.cn/fiber-conversion-harness-mpo24-pins-2xmpo12-pins-smf-9-125um-multimode-onfr-jacket-yellow-5-meter-mpm24212smr-5
MPM24212SMR-CA-1 | 成束聚合/转换光缆，含导针MPO24/2×含导针MPO12，9/125μm单模，ONFR护套，黄色，1米 | 332.555 | https://www.l-com.cn/fiber-aggregation-conversion-harness-mpo24-pins-2xmpo12-pins-smf-9-125um-multimode-onfr-jacket-yellow-1-meter-mpm24212smr-ca-1
MPM24212SMR-CA-10 | 成束聚合/转换光缆，含导针MPO24/2×含导针MPO12，9/125μm单模，ONFR护套，黄色，10米 | 409.685 | https://www.l-com.cn/fiber-aggregation-conversion-harness-mpo24-pins-2xmpo12-pins-smf-9-125um-multimode-onfr-jacket-yellow-10-meter-mpm24212smr-ca-10
MPM24212SMR-CA-3 | 成束聚合/转换光缆，含导针MPO24/2×含导针MPO12，9/125μm单模，ONFR护套，黄色，3米 | 349.695 | https://www.l-com.cn/fiber-aggregation-conversion-harness-mpo24-pins-2xmpo12-pins-smf-9-125um-multimode-onfr-jacket-yellow-3-meter-mpm24212smr-ca-3
MPM24212SMR-CA-5 | 成束聚合/转换光缆，含导针MPO24/2×含导针MPO12，9/125μm单模，ONFR护套，黄色，5米 | 366.835 | https://www.l-com.cn/fiber-aggregation-conversion-harness-mpo24-pins-2xmpo12-pins-smf-9-125um-multimode-onfr-jacket-yellow-5-meter-mpm24212smr-ca-5
MPM24212SMZ-1 | 成束转换光缆，含导针MPO24/2×含导针MPO12，9/125μm单模，LSZH护套，黄色，1米 | 332.555 | https://www.l-com.cn/fiber-conversion-harness-mpo24-pins-2xmpo12-pins-smf-9-125um-multimode-lszh-jacket-yellow-1-meter-mpm24212smz-1
MPM24212SMZ-10 | 成束转换光缆，含导针MPO24/2×含导针MPO12，9/125μm单模，LSZH护套，黄色，10米 | 409.685 | https://www.l-com.cn/fiber-conversion-harness-mpo24-pins-2xmpo12-pins-smf-9-125um-multimode-lszh-jacket-yellow-10-meter-mpm24212smz-10
MPM24212SMZ-3 | 成束转换光缆，含导针MPO24/2×含导针MPO12，9/125μm单模，LSZH套，黄色，3米 | 349.695 | https://www.l-com.cn/fiber-conversion-harness-mpo24-pins-2xmpo12-pins-smf-9-125um-multimode-lszh-jacket-yellow-3-meter-mpm24212smz-3
MPM24212SMZ-5 | 成束转换光缆，含导针MPO24/2×含导针MPO12，9/125μm单模，LSZH护套，黄色，5米 | 366.83 | https://www.l-com.cn/fiber-conversion-harness-mpo24-pins-2xmpo12-pins-smf-9-125um-multimode-lszh-jacket-yellow-5-meter-mpm24212smz-5
MPM24212SMZ-CA-1 | 成束聚合/转换光缆，含导针MPO24/2×含导针MPO12，9/125μm单模，LSZH护套，黄色，1米 | 332.56 | https://www.l-com.cn/fiber-aggregation-conversion-harness-mpo24-pins-2xmpo12-pins-smf-9-125um-multimode-lszh-jacket-yellow-1-meter-mpm24212smz-ca-1
MPM24212SMZ-CA-10 | 成束聚合/转换光缆，含导针MPO24/2×含导针MPO12，9/125μm单模，LSZH护套，黄色，10米 | 409.68 | https://www.l-com.cn/fiber-aggregation-conversion-harness-mpo24-pins-2xmpo12-pins-smf-9-125um-multimode-lszh-jacket-yellow-10-meter-mpm24212smz-ca-10
MPM24212SMZ-CA-3 | 成束聚合/转换光缆，含导针MPO24/2×含导针MPO12，9/125μm单模，LSZH护套，黄色，3米 | 349.695 | https://www.l-com.cn/fiber-aggregation-conversion-harness-mpo24-pins-2xmpo12-pins-smf-9-125um-multimode-lszh-jacket-yellow-3-meter-mpm24212smz-ca-3
MPM24212SMZ-CA-5 | 成束聚合/转换光缆，含导针MPO24/2×含导针MPO12，9/125μm单模，LSZH护套，黄色，5米 | 366.835 | https://www.l-com.cn/fiber-aggregation-conversion-harness-mpo24-pins-2xmpo12-pins-smf-9-125um-multimode-lszh-jacket-yellow-5-meter-mpm24212smz-ca-5
MPM24308OM3R-CA-1 | 成束聚合/转换光缆，含导针MPO24/3×含导针MPO8，OM3 50/125μm多模，ONFR护套，青色，1米 | 347.52 | https://www.l-com.cn/fiber-aggregation-conversion-harness-mpo24-pins-3xmpo8-pins-om3-50-125um-multimode-onfr-jacket-aqua-1-meter-mpm24308om3r-ca-1
MPM24308OM3R-CA-10 | 成束聚合/转换光缆，含导针MPO24/3×含导针MPO8，OM3 50/125μm多模，ONFR护套，青色，10米 | 582.355 | https://www.l-com.cn/fiber-aggregation-conversion-harness-mpo24-pins-3xmpo8-pins-om3-50-125um-multimode-onfr-jacket-aqua-10-meter-mpm24308om3r-ca-10
MPM24308OM3R-CA-3 | 成束聚合/转换光缆，含导针MPO24/3×含导针MPO8，OM3 50/125μm多模，ONFR护套，青色，3米 | 399.71 | https://www.l-com.cn/fiber-aggregation-conversion-harness-mpo24-pins-3xmpo8-pins-om3-50-125um-multimode-onfr-jacket-aqua-3-meter-mpm24308om3r-ca-3
MPM24308OM3R-CA-5 | 成束聚合/转换光缆，含导针MPO24/3×含导针MPO8，OM3 50/125μm多模，ONFR护套，青色，5米 | 451.89 | https://www.l-com.cn/fiber-aggregation-conversion-harness-mpo24-pins-3xmpo8-pins-om3-50-125um-multimode-onfr-jacket-aqua-5-meter-mpm24308om3r-ca-5
MPM24308OM3Z-CA-1 | 成束聚合/转换光缆，含导针MPO24/3×含导针MPO8，OM3 50/125μm多模，LSZH护套，青色，1米 | 347.52 | https://www.l-com.cn/fiber-aggregation-conversion-harness-mpo24-pins-3xmpo8-pins-om3-50-125um-multimode-lszh-jacket-aqua-1-meter-mpm24308om3z-ca-1
MPM24308OM3Z-CA-10 | 成束聚合/转换光缆，含导针MPO24/3×含导针MPO8，OM3 50/125μm多模，LSZH护套，青色，10米 | 582.355 | https://www.l-com.cn/fiber-aggregation-conversion-harness-mpo24-pins-3xmpo8-pins-om3-50-125um-multimode-lszh-jacket-aqua-10-meter-mpm24308om3z-ca-10
MPM24308OM3Z-CA-3 | 成束聚合/转换光缆，含导针MPO24/3×含导针MPO8，OM3 50/125μm多模，LSZH护套，青色，3米 | 399.71 | https://www.l-com.cn/fiber-aggregation-conversion-harness-mpo24-pins-3xmpo8-pins-om3-50-125um-multimode-lszh-jacket-aqua-3-meter-mpm24308om3z-ca-3
MPM24308OM3Z-CA-5 | 成束聚合/转换光缆，含导针MPO24/3×含导针MPO8，OM3 50/125μm多模，LSZH护套，青色，5米 | 451.89 | https://www.l-com.cn/fiber-aggregation-conversion-harness-mpo24-pins-3xmpo8-pins-om3-50-125um-multimode-lszh-jacket-aqua-5-meter-mpm24308om3z-ca-5
MPM24308OM4R-CA-1 | 成束聚合/转换光缆，含导针MPO24/3×含导针MPO8，OM4 50/125μm多模，ONFR护套，青色，1米 | 365.81 | https://www.l-com.cn/fiber-aggregation-conversion-harness-mpo24-pins-3xmpo8-pins-om4-50-125um-multimode-onfr-jacket-aqua-1-meter-mpm24308om4r-ca-1
MPM24308OM4R-CA-10 | 成束聚合/转换光缆，含导针MPO24/3×含导针MPO8，OM4 50/125μm多模，ONFR护套，青色，10米 | 765.26 | https://www.l-com.cn/fiber-aggregation-conversion-harness-mpo24-pins-3xmpo8-pins-om4-50-125um-multimode-onfr-jacket-aqua-10-meter-mpm24308om4r-ca-10
MPM24308OM4R-CA-3 | 成束聚合/转换光缆，含导针MPO24/3×含导针MPO8，OM4 50/125μm多模，ONFR护套，青色，3米 | 454.58 | https://www.l-com.cn/fiber-aggregation-conversion-harness-mpo24-pins-3xmpo8-pins-om4-50-125um-multimode-onfr-jacket-aqua-3-meter-mpm24308om4r-ca-3
MPM24308OM4R-CA-5 | 成束聚合/转换光缆，含导针MPO24/3×含导针MPO8，OM4 50/125μm多模，ONFR护套，青色，5米 | 543.345 | https://www.l-com.cn/fiber-aggregation-conversion-harness-mpo24-pins-3xmpo8-pins-om4-50-125um-multimode-onfr-jacket-aqua-5-meter-mpm24308om4r-ca-5
MPM24308OM4Z-CA-1 | 成束聚合/转换光缆，含导针MPO24/3×含导针MPO8，OM4 50/125μm多模，LSZH护套，青色，1米 | 365.81 | https://www.l-com.cn/fiber-aggregation-conversion-harness-mpo24-pins-3xmpo8-pins-om4-50-125um-multimode-lszh-jacket-aqua-1-meter-mpm24308om4z-ca-1
MPM24308OM4Z-CA-10 | 成束聚合/转换光缆，含导针MPO24/3×含导针MPO8，OM4 50/125μm多模，LSZH护套，青色，10米 | 765.265 | https://www.l-com.cn/fiber-aggregation-conversion-harness-mpo24-pins-3xmpo8-pins-om4-50-125um-multimode-lszh-jacket-aqua-10-meter-mpm24308om4z-ca-10
MPM24308OM4Z-CA-3 | 成束聚合/转换光缆，含导针MPO24/3×含导针MPO8，OM4 50/125μm多模，LSZH护套，青色，3米 | 454.575 | https://www.l-com.cn/fiber-aggregation-conversion-harness-mpo24-pins-3xmpo8-pins-om4-50-125um-multimode-lszh-jacket-aqua-3-meter-mpm24308om4z-ca-3
MPM24308OM4Z-CA-5 | 成束聚合/转换光缆，含导针MPO24/3×含导针MPO8，OM4 50/125μm多模，LSZH护套，青色，5米 | 543.345 | https://www.l-com.cn/fiber-aggregation-conversion-harness-mpo24-pins-3xmpo8-pins-om4-50-125um-multimode-lszh-jacket-aqua-5-meter-mpm24308om4z-ca-5
MPM24308OM5R-CA-1 | 成束聚合/转换光缆，含导针MPO24/3×含导针MPO8，OM5 50/125μm多模，ONFR护套，青色，1米 | 386.275 | https://www.l-com.cn/fiber-aggregation-conversion-harness-mpo24-pins-3xmpo8-pins-om5-50-125um-multimode-onfr-jacket-lime-green-1-meter-mpm24308om5r-ca-1
MPM24308OM5R-CA-10 | 成束聚合/转换光缆，含导针MPO24/3×含导针MPO8，OM5 50/125μm多模，ONFR护套，青色，10米 | 830.625 | https://www.l-com.cn/fiber-aggregation-conversion-harness-mpo24-pins-3xmpo8-pins-om5-50-125um-multimode-onfr-jacket-lime-green-10-meter-mpm24308om5r-ca-10
MPM24308OM5R-CA-3 | 成束聚合/转换光缆，含导针MPO24/3×含导针MPO8，OM5 50/125μm多模，ONFR护套，青色，3米 | 485.02 | https://www.l-com.cn/fiber-aggregation-conversion-harness-mpo24-pins-3xmpo8-pins-om5-50-125um-multimode-onfr-jacket-lime-green-3-meter-mpm24308om5r-ca-3
MPM24308OM5R-CA-5 | 成束聚合/转换光缆，含导针MPO24/3×含导针MPO8，OM5 50/125μm多模，ONFR护套，青色，5米 | 583.76 | https://www.l-com.cn/fiber-aggregation-conversion-harness-mpo24-pins-3xmpo8-pins-om5-50-125um-multimode-onfr-jacket-lime-green-5-meter-mpm24308om5r-ca-5
MPM24308OM5Z-CA-1 | 成束聚合/转换光缆，含导针MPO24/3×含导针MPO8，OM5 50/125μm多模，LSZH护套，青色，1米 | 386.275 | https://www.l-com.cn/fiber-aggregation-conversion-harness-mpo24-pins-3xmpo8-pins-om5-50-125um-multimode-lszh-jacket-lime-green-1-meter-mpm24308om5z-ca-1
MPM24308OM5Z-CA-10 | 成束聚合/转换光缆，含导针MPO24/3×含导针MPO8，OM5 50/125μm多模，LSZH护套，青色，10米 | 830.625 | https://www.l-com.cn/fiber-aggregation-conversion-harness-mpo24-pins-3xmpo8-pins-om5-50-125um-multimode-lszh-jacket-lime-green-10-meter-mpm24308om5z-ca-10
MPM24308OM5Z-CA-3 | 成束聚合/转换光缆，含导针MPO24/3×含导针MPO8，OM5 50/125μm多模，LSZH护套，青色，3米 | 485.02 | https://www.l-com.cn/fiber-aggregation-conversion-harness-mpo24-pins-3xmpo8-pins-om5-50-125um-multimode-lszh-jacket-lime-green-3-meter-mpm24308om5z-ca-3
MPM24308OM5Z-CA-5 | 成束聚合/转换光缆，含导针MPO24/3×含导针MPO8，OM5 50/125μm多模，LSZH护套，青色，5米 | 583.76 | https://www.l-com.cn/fiber-aggregation-conversion-harness-mpo24-pins-3xmpo8-pins-om5-50-125um-multimode-lszh-jacket-lime-green-5-meter-mpm24308om5z-ca-5
MPM24308SMR-1 | 转换光缆，1×有导针MPO24/3×有导针MPO8，9/125μm单模，ONFR护套，黄色，1米 | 426.695 | https://www.l-com.cn/fiber-conversion-harness-mpo24-pins-3xmpo8-pins-smf-9-125um-multimode-onfr-jacket-yellow-1-meter-mpm24308smr-1
MPM24308SMR-10 | 转换光缆，1×有导针MPO24/3×有导针MPO8，9/125μm单模，ONFR护套，黄色，10米 | 503.82 | https://www.l-com.cn/fiber-conversion-harness-mpo24-pins-3xmpo8-pins-smf-9-125um-multimode-onfr-jacket-yellow-10-meter-mpm24308smr-10
MPM24308SMR-3 | 转换光缆，1×有导针MPO24/3×有导针MPO8，9/125μm单模，ONFR护套，黄色，3米 | 443.835 | https://www.l-com.cn/fiber-conversion-harness-mpo24-pins-3xmpo8-pins-smf-9-125um-multimode-onfr-jacket-yellow-3-meter-mpm24308smr-3
MPM24308SMR-5 | 转换光缆，1×有导针MPO24/3×有导针MPO8，9/125μm单模，ONFR护套，黄色，5米 | 460.975 | https://www.l-com.cn/fiber-conversion-harness-mpo24-pins-3xmpo8-pins-smf-9-125um-multimode-onfr-jacket-yellow-5-meter-mpm24308smr-5
MPM24308SMR-CA-1 | 成束聚合/转换光缆，含导针MPO24/3×含导针MPO8，SM 9/125μm单模，ONFR护套，黄色，1米 | 426.695 | https://www.l-com.cn/fiber-aggregation-conversion-harness-mpo24-pins-3xmpo8-pins-smf-9-125um-multimode-onfr-jacket-yellow-1-meter-mpm24308smr-ca-1
MPM24308SMR-CA-10 | 成束聚合/转换光缆，含导针MPO24/3×含导针MPO8，SM 9/125μm单模，ONFR护套，黄色，10米 | 503.82 | https://www.l-com.cn/fiber-aggregation-conversion-harness-mpo24-pins-3xmpo8-pins-smf-9-125um-multimode-onfr-jacket-yellow-10-meter-mpm24308smr-ca-10
MPM24308SMR-CA-3 | 成束聚合/转换光缆，含导针MPO24/3×含导针MPO8，SM 9/125μm单模，ONFR护套，黄色，3米 | 443.835 | https://www.l-com.cn/fiber-aggregation-conversion-harness-mpo24-pins-3xmpo8-pins-smf-9-125um-multimode-onfr-jacket-yellow-3-meter-mpm24308smr-ca-3
MPM24308SMR-CA-5 | 成束聚合/转换光缆，含导针MPO24/3×含导针MPO8，SM 9/125μm单模，ONFR护套，黄色，5米 | 460.97 | https://www.l-com.cn/fiber-aggregation-conversion-harness-mpo24-pins-3xmpo8-pins-smf-9-125um-multimode-onfr-jacket-yellow-5-meter-mpm24308smr-ca-5
MPM24308SMZ-1 | 转换光缆，1×有导针MPO24/3×有导针MPO8，9/125μm单模，LSZH护套，黄色，1米 | 426.695 | https://www.l-com.cn/fiber-conversion-harness-mpo24-pins-3xmpo8-pins-smf-9-125um-multimode-lszh-jacket-yellow-1-meter-mpm24308smz-1
MPM24308SMZ-10 | 转换光缆，1×有导针MPO24/3×有导针MPO8，9/125μm单模，LSZH护套，黄色，10米 | 503.825 | https://www.l-com.cn/fiber-conversion-harness-mpo24-pins-3xmpo8-pins-smf-9-125um-multimode-lszh-jacket-yellow-10-meter-mpm24308smz-10
MPM24308SMZ-3 | 转换光缆，1×有导针MPO24/3×有导针MPO8，9/125μm单模，LSZH护套，黄色，3米 | 443.83 | https://www.l-com.cn/fiber-conversion-harness-mpo24-pins-3xmpo8-pins-smf-9-125um-multimode-lszh-jacket-yellow-3-meter-mpm24308smz-3
MPM24308SMZ-5 | 转换光缆，1×有导针MPO24/3×有导针MPO8，9/125μm单模，LSZH护套，黄色，5米 | 460.975 | https://www.l-com.cn/fiber-conversion-harness-mpo24-pins-3xmpo8-pins-smf-9-125um-multimode-lszh-jacket-yellow-5-meter-mpm24308smz-5
MPM24308SMZ-CA-1 | 成束聚合/转换光缆，含导针MPO24/3×含导针MPO8，SM 9/125μm单模，LSZH护套，黄色，1米 | 426.695 | https://www.l-com.cn/fiber-aggregation-conversion-harness-mpo24-pins-3xmpo8-pins-smf-9-125um-multimode-lszh-jacket-yellow-1-meter-mpm24308smz-ca-1
MPM24308SMZ-CA-10 | 成束聚合/转换光缆，含导针MPO24/3×含导针MPO8，SM 9/125μm单模，LSZH护套，黄色，10米 | 503.82 | https://www.l-com.cn/fiber-aggregation-conversion-harness-mpo24-pins-3xmpo8-pins-smf-9-125um-multimode-lszh-jacket-yellow-10-meter-mpm24308smz-ca-10
MPM24308SMZ-CA-3 | 成束聚合/转换光缆，含导针MPO24/3×含导针MPO8，SM 9/125μm单模，LSZH护套，黄色，3米 | 443.835 | https://www.l-com.cn/fiber-aggregation-conversion-harness-mpo24-pins-3xmpo8-pins-smf-9-125um-multimode-lszh-jacket-yellow-3-meter-mpm24308smz-ca-3
MPM24308SMZ-CA-5 | 成束聚合/转换光缆，含导针MPO24/3×含导针MPO8，SM 9/125μm单模，LSZH护套，黄色，5米 | 460.975 | https://www.l-com.cn/fiber-aggregation-conversion-harness-mpo24-pins-3xmpo8-pins-smf-9-125um-multimode-lszh-jacket-yellow-5-meter-mpm24308smz-ca-5
MPM308212OM3R-CA-1 | 成束聚合/转换光缆，3×含导针MPO8/2×含导针MPO12，OM3 50/125μm多模，ONFR护套，青色，1米 | 391.9 | https://www.l-com.cn/fiber-aggregation-conversion-harness-3xmpo8-pins-2xmpo12-pins-om3-50-125um-multimode-onfr-jacket-aqua-1-meter-mpm308212om3r-ca-1
MPM308212OM3R-CA-10 | 成束聚合/转换光缆，3×含导针MPO8/2×含导针MPO12，OM3 50/125μm多模，ONFR护套，青色，10米 | 626.74 | https://www.l-com.cn/fiber-aggregation-conversion-harness-3xmpo8-pins-2xmpo12-pins-om3-50-125um-multimode-onfr-jacket-aqua-10-meter-mpm308212om3r-ca-10
MPM308212OM3R-CA-3 | 成束聚合/转换光缆，3×含导针MPO8/2×含导针MPO12，OM3 50/125μm多模，ONFR护套，青色，3米 | 444.09 | https://www.l-com.cn/fiber-aggregation-conversion-harness-3xmpo8-pins-2xmpo12-pins-om3-50-125um-multimode-onfr-jacket-aqua-3-meter-mpm308212om3r-ca-3
MPM308212OM3R-CA-5 | 成束聚合/转换光缆，3×含导针MPO8/2×含导针MPO12，OM3 50/125μm多模，ONFR护套，青色，5米 | 496.275 | https://www.l-com.cn/fiber-aggregation-conversion-harness-3xmpo8-pins-2xmpo12-pins-om3-50-125um-multimode-onfr-jacket-aqua-5-meter-mpm308212om3r-ca-5
MPM308212OM3Z-CA-1 | 成束聚合/转换光缆，3×含导针MPO8/2×含导针MPO12，OM3 50/125μm多模，LSZH护套，青色，1米 | 391.905 | https://www.l-com.cn/fiber-aggregation-conversion-harness-3xmpo8-pins-2xmpo12-pins-om3-50-125um-multimode-lszh-jacket-aqua-1-meter-mpm308212om3z-ca-1
MPM308212OM3Z-CA-10 | 成束聚合/转换光缆，3×含导针MPO8/2×含导针MPO12，OM3 50/125μm多模，LSZH护套，青色，10米 | 626.74 | https://www.l-com.cn/fiber-aggregation-conversion-harness-3xmpo8-pins-2xmpo12-pins-om3-50-125um-multimode-lszh-jacket-aqua-10-meter-mpm308212om3z-ca-10
MPM308212OM3Z-CA-3 | 成束聚合/转换光缆，3×含导针MPO8/2×含导针MPO12，OM3 50/125μm多模，LSZH护套，青色，3米 | 444.09 | https://www.l-com.cn/fiber-aggregation-conversion-harness-3xmpo8-pins-2xmpo12-pins-om3-50-125um-multimode-lszh-jacket-aqua-3-meter-mpm308212om3z-ca-3
MPM308212OM3Z-CA-5 | 成束聚合/转换光缆，3×含导针MPO8/2×含导针MPO12，OM3 50/125μm多模，LSZH护套，青色，5米 | 496.275 | https://www.l-com.cn/fiber-aggregation-conversion-harness-3xmpo8-pins-2xmpo12-pins-om3-50-125um-multimode-lszh-jacket-aqua-5-meter-mpm308212om3z-ca-5
MPM308212OM4R-CA-1 | 成束聚合/转换光缆，3×含导针MPO8/2×含导针MPO12，OM4 50/125μm多模，ONFR护套，青色，1米 | 410.195 | https://www.l-com.cn/fiber-aggregation-conversion-harness-3xmpo8-pins-2xmpo12-pins-om4-50-125um-multimode-onfr-jacket-aqua-1-meter-mpm308212om4r-ca-1
MPM308212OM4R-CA-10 | 成束聚合/转换光缆，3×含导针MPO8/2×含导针MPO12，OM4 50/125μm多模，ONFR护套，青色，10米 | 809.645 | https://www.l-com.cn/fiber-aggregation-conversion-harness-3xmpo8-pins-2xmpo12-pins-om4-50-125um-multimode-onfr-jacket-aqua-10-meter-mpm308212om4r-ca-10
MPM308212OM4R-CA-3 | 成束聚合/转换光缆，3×含导针MPO8/2×含导针MPO12，OM4 50/125μm多模，ONFR护套，青色，3米 | 498.96 | https://www.l-com.cn/fiber-aggregation-conversion-harness-3xmpo8-pins-2xmpo12-pins-om4-50-125um-multimode-onfr-jacket-aqua-3-meter-mpm308212om4r-ca-3
MPM308212OM4R-CA-5 | 成束聚合/转换光缆，3×含导针MPO8/2×含导针MPO12，OM4 50/125μm多模，ONFR护套，青色，5米 | 587.73 | https://www.l-com.cn/fiber-aggregation-conversion-harness-3xmpo8-pins-2xmpo12-pins-om4-50-125um-multimode-onfr-jacket-aqua-5-meter-mpm308212om4r-ca-5
MPM308212OM4Z-CA-1 | 成束聚合/转换光缆，3×含导针MPO8/2×含导针MPO12，OM4 50/125μm多模，LSZH护套，青色，1米 | 410.195 | https://www.l-com.cn/fiber-aggregation-conversion-harness-3xmpo8-pins-2xmpo12-pins-om4-50-125um-multimode-lszh-jacket-aqua-1-meter-mpm308212om4z-ca-1
MPM308212OM4Z-CA-10 | 成束聚合/转换光缆，3×含导针MPO8/2×含导针MPO12，OM4 50/125μm多模，LSZH护套，青色，10米 | 809.645 | https://www.l-com.cn/fiber-aggregation-conversion-harness-3xmpo8-pins-2xmpo12-pins-om4-50-125um-multimode-lszh-jacket-aqua-10-meter-mpm308212om4z-ca-10
MPM308212OM4Z-CA-3 | 成束聚合/转换光缆，3×含导针MPO8/2×含导针MPO12，OM4 50/125μm多模，LSZH护套，青色，3米 | 498.96 | https://www.l-com.cn/fiber-aggregation-conversion-harness-3xmpo8-pins-2xmpo12-pins-om4-50-125um-multimode-lszh-jacket-aqua-3-meter-mpm308212om4z-ca-3
MPM308212OM4Z-CA-5 | 成束聚合/转换光缆，3×含导针MPO8/2×含导针MPO12，OM4 50/125μm多模，LSZH护套，青色，5米 | 587.73 | https://www.l-com.cn/fiber-aggregation-conversion-harness-3xmpo8-pins-2xmpo12-pins-om4-50-125um-multimode-lszh-jacket-aqua-5-meter-mpm308212om4z-ca-5
MPM308212OM5R-CA-1 | 成束聚合/转换光缆，3×含导针MPO8/2×含导针MPO12，OM5 50/125μm多模，ONFR护套，青色，1米 | 436.285 | https://www.l-com.cn/fiber-aggregation-conversion-harness-3xmpo8-pins-2xmpo12-pins-om5-50-125um-multimode-onfr-jacket-lime-green-1-meter-mpm308212om5r-ca-1
MPM308212OM5R-CA-10 | 成束聚合/转换光缆，3×含导针MPO8/2×含导针MPO12，OM5 50/125μm多模，ONFR护套，青色，10米 | 880.635 | https://www.l-com.cn/fiber-aggregation-conversion-harness-3xmpo8-pins-2xmpo12-pins-om5-50-125um-multimode-onfr-jacket-lime-green-10-meter-mpm308212om5r-ca-10
MPM308212OM5R-CA-3 | 成束聚合/转换光缆，3×含导针MPO8/2×含导针MPO12，OM5 50/125μm多模，ONFR护套，青色，3米 | 535.03 | https://www.l-com.cn/fiber-aggregation-conversion-harness-3xmpo8-pins-2xmpo12-pins-om5-50-125um-multimode-onfr-jacket-lime-green-3-meter-mpm308212om5r-ca-3
MPM308212OM5R-CA-5 | 成束聚合/转换光缆，3×含导针MPO8/2×含导针MPO12，OM5 50/125μm多模，ONFR护套，青色，5米 | 633.775 | https://www.l-com.cn/fiber-aggregation-conversion-harness-3xmpo8-pins-2xmpo12-pins-om5-50-125um-multimode-onfr-jacket-lime-green-5-meter-mpm308212om5r-ca-5
MPM308212OM5Z-CA-1 | 成束聚合/转换光缆，3×含导针MPO8/2×含导针MPO12，OM5 50/125μm多模，LSZH护套，青色，1米 | 436.285 | https://www.l-com.cn/fiber-aggregation-conversion-harness-3xmpo8-pins-2xmpo12-pins-om5-50-125um-multimode-lszh-jacket-lime-green-1-meter-mpm308212om5z-ca-1
MPM308212OM5Z-CA-10 | 成束聚合/转换光缆，3×含导针MPO8/2×含导针MPO12，OM5 50/125μm多模，LSZH护套，青色，10米 | 880.635 | https://www.l-com.cn/fiber-aggregation-conversion-harness-3xmpo8-pins-2xmpo12-pins-om5-50-125um-multimode-lszh-jacket-lime-green-10-meter-mpm308212om5z-ca-10
MPM308212OM5Z-CA-3 | 成束聚合/转换光缆，3×含导针MPO8/2×含导针MPO12，OM5 50/125μm多模，LSZH护套，青色，3米 | 535.03 | https://www.l-com.cn/fiber-aggregation-conversion-harness-3xmpo8-pins-2xmpo12-pins-om5-50-125um-multimode-lszh-jacket-lime-green-3-meter-mpm308212om5z-ca-3
MPM308212OM5Z-CA-5 | 成束聚合/转换光缆，3×含导针MPO8/2×含导针MPO12，OM5 50/125μm多模，LSZH护套，青色，5米 | 633.775 | https://www.l-com.cn/fiber-aggregation-conversion-harness-3xmpo8-pins-2xmpo12-pins-om5-50-125um-multimode-lszh-jacket-lime-green-5-meter-mpm308212om5z-ca-5
MPM308212SMR-1 | 转换光缆，3×有导针MPO8/2×有导针MPO12，9/125μm单模，ONFR护套，黄色，1米 | 479.26 | https://www.l-com.cn/fiber-conversion-harness-3xmpo8-pins-2xmpo12-pins-smf-9-125um-multimode-onfr-jacket-yellow-1-meter-mpm308212smr-1
MPM308212SMR-10 | 转换光缆，3×有导针MPO8/2×有导针MPO12，9/125μm单模，ONFR护套，黄色，10米 | 556.395 | https://www.l-com.cn/fiber-conversion-harness-3xmpo8-pins-2xmpo12-pins-smf-9-125um-multimode-onfr-jacket-yellow-10-meter-mpm308212smr-10
MPM308212SMR-3 | 转换光缆，3×有导针MPO8/2×有导针MPO12，9/125μm单模，ONFR护套，黄色，3米 | 496.4 | https://www.l-com.cn/fiber-conversion-harness-3xmpo8-pins-2xmpo12-pins-smf-9-125um-multimode-onfr-jacket-yellow-3-meter-mpm308212smr-3
MPM308212SMR-5 | 转换光缆，3×有导针MPO8/2×有导针MPO12，9/125μm单模，ONFR护套，黄色，5米 | 513.545 | https://www.l-com.cn/fiber-conversion-harness-3xmpo8-pins-2xmpo12-pins-smf-9-125um-multimode-onfr-jacket-yellow-5-meter-mpm308212smr-5
MPM308212SMR-CA-1 | 成束聚合/转换光缆，3×含导针MPO8/2×含导针MPO12，SM 9/125μm单模，ONFR护套，黄色，1米 | 479.265 | https://www.l-com.cn/fiber-aggregation-conversion-harness-3xmpo8-pins-2xmpo12-pins-smf-9-125um-multimode-onfr-jacket-yellow-1-meter-mpm308212smr-ca-1
MPM308212SMR-CA-10 | 成束聚合/转换光缆，3×含导针MPO8/2×含导针MPO12，SM 9/125μm单模，ONFR护套，黄色，10米 | 556.39 | https://www.l-com.cn/fiber-aggregation-conversion-harness-3xmpo8-pins-2xmpo12-pins-smf-9-125um-multimode-onfr-jacket-yellow-10-meter-mpm308212smr-ca-10
MPM308212SMR-CA-3 | 成束聚合/转换光缆，3×含导针MPO8/2×含导针MPO12，SM 9/125μm单模，ONFR护套，黄色，3米 | 496.4 | https://www.l-com.cn/fiber-aggregation-conversion-harness-3xmpo8-pins-2xmpo12-pins-smf-9-125um-multimode-onfr-jacket-yellow-3-meter-mpm308212smr-ca-3
MPM308212SMR-CA-5 | 成束聚合/转换光缆，3×含导针MPO8/2×含导针MPO12，SM 9/125μm单模，ONFR护套，黄色，5米 | 513.545 | https://www.l-com.cn/fiber-aggregation-conversion-harness-3xmpo8-pins-2xmpo12-pins-smf-9-125um-multimode-onfr-jacket-yellow-5-meter-mpm308212smr-ca-5
MPM308212SMZ-1 | 转换光缆，3×有导针MPO8/2×有导针MPO12，9/125μm单模，LSZH护套，黄色，1米 | 479.265 | https://www.l-com.cn/fiber-conversion-harness-3xmpo8-pins-2xmpo12-pins-smf-9-125um-multimode-lszh-jacket-yellow-1-meter-mpm308212smz-1
MPM308212SMZ-10 | 转换光缆，3×有导针MPO8/2×有导针MPO12，9/125μm单模，LSZH护套，黄色，10米 | 556.39 | https://www.l-com.cn/fiber-conversion-harness-3xmpo8-pins-2xmpo12-pins-smf-9-125um-multimode-lszh-jacket-yellow-10-meter-mpm308212smz-10
MPM308212SMZ-3 | 转换光缆，3×有导针MPO8/2×有导针MPO12，9/125μm单模，LSZH护套，黄色，3米 | 496.405 | https://www.l-com.cn/fiber-conversion-harness-3xmpo8-pins-2xmpo12-pins-smf-9-125um-multimode-lszh-jacket-yellow-3-meter-mpm308212smz-3
MPM308212SMZ-5 | 转换光缆，3×有导针MPO8/2×有导针MPO12，9/125μm单模，LSZH护套，黄色，5米 | 513.54 | https://www.l-com.cn/fiber-conversion-harness-3xmpo8-pins-2xmpo12-pins-smf-9-125um-multimode-lszh-jacket-yellow-5-meter-mpm308212smz-5
MPM308212SMZ-CA-1 | 成束聚合/转换光缆，3×含导针MPO8/2×含导针MPO12，SM 9/125μm单模，LSZH护套，黄色，1米 | 479.265 | https://www.l-com.cn/fiber-aggregation-conversion-harness-3xmpo8-pins-2xmpo12-pins-smf-9-125um-multimode-lszh-jacket-yellow-1-meter-mpm308212smz-ca-1
MPM308212SMZ-CA-10 | 成束聚合/转换光缆，3×含导针MPO8/2×含导针MPO12，SM 9/125μm单模，LSZH护套，黄色，10米 | 556.39 | https://www.l-com.cn/fiber-aggregation-conversion-harness-3xmpo8-pins-2xmpo12-pins-smf-9-125um-multimode-lszh-jacket-yellow-10-meter-mpm308212smz-ca-10
MPM308212SMZ-CA-3 | 成束聚合/转换光缆，3×含导针MPO8/2×含导针MPO12，SM 9/125μm单模，LSZH护套，黄色，3米 | 496.405 | https://www.l-com.cn/fiber-aggregation-conversion-harness-3xmpo8-pins-2xmpo12-pins-smf-9-125um-multimode-lszh-jacket-yellow-3-meter-mpm308212smz-ca-3
MPM308212SMZ-CA-5 | 成束聚合/转换光缆，3×含导针MPO8/2×含导针MPO12，SM 9/125μm单模，LSZH护套，黄色，5米 | 513.54 | https://www.l-com.cn/fiber-aggregation-conversion-harness-3xmpo8-pins-2xmpo12-pins-smf-9-125um-multimode-lszh-jacket-yellow-5-meter-mpm308212smz-ca-5
PPA00005-02F | High Temperature Power Cord - C14 to C15 - 15 Amp - 2 FT - Black | 14.1575 | https://www.l-com.cn/power-products-high-temperature-power-cord-c14-to-c15-15-amp-2-ft-black
RA2588M | 模块化适配器，DB25公头 / 双RJ45模块化插座 | 54.32 | https://www.l-com.cn/ethernet-modular-adapter-db25-male-dual-rj45-8x8-jacks
RG174-1K | RG174/U同轴散装线缆,1,000 ft/305 m 线轴包装包装 | 792 | https://www.l-com.cn/coaxial-coaxial-bulk-cable-rg174-u-1000-foot-spool
RG58C-500 | RG58/U同轴散装线缆,500 ft/152 m 线轴包装包装 | 537.9264 | https://www.l-com.cn/coaxial-coaxial-bulk-cable-rg58c-u-500-foot-spool
SC-232-A | RS232转RS485接口转换器，DB9公头/DB9母头，端口供电 | 88 | https://www.l-com.cn/serial-converters-controller-cards-rs232-to-rs485-interface-converter-db9-m-db9-f-port-powered
SPVFP301-ASST | 热缩管套件，各种颜色 | 314.484 | https://www.l-com.cn/d-sub-heat-shrink-kit-assorted-colors
TC2382 | 超5类UTP线缆，4对24AWG多股导线，灰，1000英尺（305米） | 1222.4784 | https://www.l-com.cn/ethernet-category-5e-utp-24-awg-4-pair-stranded-conductor-gray-1kft
TC-240-4310M-X-LC | 适用于LMR-240，LMR-240-DB，LMR-240-FR和240系列电缆的4.3-10公接头压接/焊接触头连接 | 69.5376 | https://www.l-com.cn/4.3-10-male-connector-crimp-solder-attachment-lmr-240-lmr-240-db-lmr-240-fr-240-series-cable-tc-240-4310m-x-lc
TC-240-NF-BH-X-LC | 适用于LMR-240，LMR-240-DB，LMR-240-FR和240系列电缆的N穿壁式母头压接/焊接触头连接 | 72.2534 | https://www.l-com.cn/n-female-bulkhead-mount-connector-crimp-solder-attachment-lmr-240-lmr-240-db-lmr-240-fr-240-series-cable-tc-240-nf-bh-x-lc
TC-240-TM-RA-D-LC | 适用于LMR-240，LMR-240-DB，LMR-240-FR和240系列电缆的TNC直角型公接头 | 49.73 | https://www.l-com.cn/tnc-male-right-angle-connector-lmr-240-lmr-240-db-lmr-240-fr-240-series-cable-tc-240-tm-ra-d-lc
TC-400-4310M-X-LC | 适用于LMR-400，LMR-400-DB，LMR-400-FR和400系列电缆的4.3-10公接头压接/焊接触头连接 | 73.59 | https://www.l-com.cn/4.3-10-male-connector-crimp-solder-attachment-lmr-400-lmr-400-db-lmr-400-fr-400-series-cable-tc-400-4310m-x-lc
TC-600-4310M-X-LC | 适用于LMR-600，LMR-600-DB，LMR-600-FR和600系列电缆的4.3-10公接头压接/焊接触头连接 | 79.56 | https://www.l-com.cn/4.3-10-male-connector-crimp-solder-attachment-lmr-600-lmr-600-db-lmr-600-fr-600-series-cable-tc-600-4310m-x-lc
TD22C5E-BLK-500F | 超5类散装以太网线缆，2对，22AWG多股，UTP户外级工业高柔PLTC-CM-CMX TPE护套，600V PoE, 黑，500英尺（152.4米） | 1786.5936 | https://www.l-com.cn/category-5e-bulk-ethernet-cable-2-pair-22awg-stranded-600v-poe-utp-outdoor-industrial-high-flex-pltc-cm-cmx-tpe-jacket-black-500-ft-td22c5e-blk-500f
TD24C5E-BLK-500F | 超5类散装以太网线缆，4对，22AWG多股，UTP户外级工业高柔PLTC-CM-CMX TPE护套，600V PoE, 黑，500英尺（152.4米） | 2547.7848 | https://www.l-com.cn/category-5e-bulk-ethernet-cable-4-pair-22awg-stranded-600v-poe-utp-outdoor-industrial-high-flex-pltc-cm-cmx-tpe-jacket-black-500-ft
TDC053-10 | 扁平水晶头线缆，RJ45（8×8）水晶头/RJ45（8×8）水晶头，10英尺（3米） | 9.65 | https://www.l-com.cn/ethernet-flat-modular-cable-rj45-8x8-rj45-8x8-100-ft
TDG1026KS-C5E-MNL | 超5类微耦合器，屏蔽RJ45（8×8）串接直插式 | 8.9496 | https://www.l-com.cn/ethernet-cat5e-mini-coupler-shielded-rj45-8x8-in-line-feed-thru
TDP24C5E-BLK-1000F | 超5类散装以太网线缆，4对，22AWG单股，UTP户外级工业PLTC-CMR-CMX PVC护套，300V PoE, 黑，1000英尺（304.8米） | 2819.52 | https://www.l-com.cn/category-5e-bulk-ethernet-cable-4-pair-22awg-solid-300v-poe-utp-outdoor-industrial-pltc-cmr-cmx-pvc-jacket-black-1000-ft
TFC2904 | 超5类, PVC,带有箔屏蔽, 4对绞合,26AWG,1,000 ft/305m 线轴包装包装,黄色 | 1640.6499 | https://www.l-com.cn/ethernet-category-5e-f-utp-pvc-patch-26-awg-4-pair-stranded-conductor-yellow-1kft
TFC2942 | 超6类F/UTP线缆，PVC护套，4对26AWG多股导线，黑，1000英尺（305米） | 3277.099 | https://www.l-com.cn/ethernet-category-6a-f-utp-pvc-26-awg-4-pair-stranded-conductor-black-1kft
TFC5734 | 超5类SF/UTP线缆，CMX户外级TPE护套，4对26AWG多股，黑，1000英尺（305米） | 9389.97 | https://www.l-com.cn/ethernet-category-5e-sf-utp-cmx-outdoor-rated-tpe-26-awg-4-pair-stranded-1000ft-black
TFCLS2004 | 超5类低烟无卤 散装线缆，带屏蔽，每卷1,000ft，4对绞合,黑色 | 838.7322 | https://www.l-com.cn/ethernet-category-5e-f-utp-lszh-26-awg-4-pair-stranded-conductor-black-1kft
TFD22C5E-TEL-500F | 超5类散装以太网线缆，2对，22AWG多股，SF-UTP户外级工业高柔PLTC-CM-CMX TPE护套，600V PoE, 青，500英尺（152.4米） | 2539.9836 | https://www.l-com.cn/category-5e-bulk-ethernet-cable-2-pair-22awg-stranded-600v-poe-sf-utp-outdoor-industrial-high-flex-pltc-cm-cmx-tpe-jacket-teal-500-ft-tfd22c5e-tel-500f
TFD24C5E-TEL-500F | 超5类散装以太网线缆，4对，22AWG多股，SF-UTP户外级工业高柔PLTC TPE护套，600V PoE, 青，500英尺（152.4米） | 3008.0952 | https://www.l-com.cn/category-5e-bulk-ethernet-cable-4-pair-22awg-stranded-600v-poe-sf-utp-outdoor-industrial-high-flex-pltc-tpe-jacket-teal-500-ft-tfd24c5e-tel-500f
TFSC2004 | 超 5 类,PVC,带有编织型箔屏蔽, 4 对实心,24 AWG, 1,000 ft/305m 线轴包装包装, 灰色 | 1028.55 | https://www.l-com.cn/ethernet-category-5e-sf-utp-pvc-24-awg-4-pair-solid-conductor-gray-1kft
TRD628ABL-3 | 超6类细线型以太网跳线，屏蔽，蓝，3英尺（0.9米） | 24.5108 | https://www.l-com.cn/ethernet-category-6a-slim-ethernet-patch-cable-shielded-blue-30ft
TRD628LS-BLU-1 | Category 6 Slim Ethernet Patch Cable, Unshielded, Dual Rated CM-LSZH, Blue, 1.0Ft | 19.87 | https://www.l-com.cn/ethernet-category-6-slim-ethernet-patch-cable-unshielded-dual-rated-cm-lszh-blue-10ft
TRD695ABLK-2 | 特优型超6类线缆，RJ45/RJ45，黑，2英尺（0.6米） | 42.345 | https://www.l-com.cn/ethernet-premium-cat6a-cable-rj45-rj45-black-20-ft
TRD695AGRY-2 | 特优型超6类线缆，RJ45/RJ45，灰，2英尺（0.6米） | 35.43 | https://www.l-com.cn/ethernet-premium-cat6a-cable-rj45-rj45-gray-20-ft
TRD695AHF-3 | 双屏蔽超6类户外/工业双等级高柔性以太网线缆，青，RJ45/RJ45，3英尺（0.9米） | 48.28 | https://www.l-com.cn/ethernet-cat6a-double-shielded-outdoor-industrial-high-flex-ethernet-cable-tpe-rj45-rj45-teal-30ft
TRD695AHFP-BLK-25 | Category 6a Double Shielded Outdoor High Flex Ethernet Cable PUR , RJ45 / RJ45, BLK, 25.0ft | 301.12 | https://www.l-com.cn/ethernet-cat6a-double-shielded-outdoor-high-flex-ethernet-cable-pur-rj45-rj45-blk-250ft
TRD695ARD-15 | 特优型超6类线缆，RJ45/RJ45，红，15英尺（4.6米） | 76.0883 | https://www.l-com.cn/ethernet-premium-cat6a-cable-rj45-rj45-red-150-ft
TRD695BL-20 | 特优型6类线缆，RJ45/RJ45，蓝，20英尺（6.1米） | 18.62 | https://www.l-com.cn/ethernet-premium-cat-6-cable-rj45-rj45-blue-200-ft
TRD695BLK-60 | 特优型6类线缆，RJ45/RJ45，黑，60英尺（18.3米） | 60.95 | https://www.l-com.cn/ethernet-premium-cat-6-cable-rj45-rj45-black-600-ft
TRD695DSZ-BLK-3 | 双屏蔽低烟无卤26AWG多股6类RJ45/RJ45跳线，黑，3英尺（0.9米） | 36.96 | https://www.l-com.cn/ethernet-double-shielded-lszh-26-awg-stranded-cat-6-rj45-rj45-patch-cord-black-30-ft
TRD695FLAT-WHT-10 | Category 6 Flat Patch Cable, RJ45 / RJ45, White, 10.0 ft | 14.1 | https://www.l-com.cn/ethernet-category-6-flat-patch-cable-rj45-rj45-white-100-ft
TRD695GRY-40 | 特优型6类线缆，RJ45/RJ45，灰，40英尺（12.2米） | 43.55 | https://www.l-com.cn/ethernet-premium-cat-6-cable-rj45-rj45-gray-400-ft
TRD695RA6BLK-3 | 6类直角型RJ45以太网跳线，直通/直角左出线，黑，3英尺（0.9米） | 10.7271 | https://www.l-com.cn/ethernet-category-6-right-angle-rj45-ethernet-patch-cords-straight-to-ra-left-black-30ft
TRD695RA6RD-1 | 6类直角型RJ45以太网跳线，直通/直角左出线，红，1英尺（0.3米） | 28.32 | https://www.l-com.cn/ethernet-category-6-right-angle-rj45-ethernet-patch-cords-straight-to-ra-left-red-10ft
TRD695RA6RD-3 | 6类直角型RJ45以太网跳线，直通/直角左出线，红，3英尺（0.9米） | 29.91 | https://www.l-com.cn/ethernet-category-6-right-angle-rj45-ethernet-patch-cords-straight-to-ra-left-red-30ft
TRD695RA6RD-5 | 6类直角型RJ45以太网跳线，直通/直角左出线，红，5英尺（1.5米） | 32.42 | https://www.l-com.cn/ethernet-category-6-right-angle-rj45-ethernet-patch-cords-straight-to-ra-left-red-50ft
TRD695RA7RD-1 | 6类直角型RJ45以太网跳线，直通/直角右出线，红，1英尺（0.3米） | 28.32 | https://www.l-com.cn/ethernet-category-6-right-angle-rj45-ethernet-patch-cords-straight-to-ra-right-red-10ft
TRD695SCR-BLK-7 | 屏蔽6类线缆，RJ45/RJ45，PVC护套，黑，7英尺（2.1米） | 24.38 | https://www.l-com.cn/ethernet-shielded-cat-6-cable-rj45-rj45-pvc-jacket-black-70-ft
TRD695SCR-R-1 | 屏蔽6类线缆，RJ45/RJ45，PVC护套，红，1英尺（0.3米） | 9.9645 | https://www.l-com.cn/ethernet-shielded-cat-6-cable-rj45-rj45-pvc-jacket-red-10-ft
TRD695SCR-R-3 | 屏蔽6类线缆，RJ45/RJ45，PVC护套，红，3英尺（0.9米） | 10.1017 | https://www.l-com.cn/ethernet-shielded-cat-6-cable-rj45-rj45-pvc-jacket-red-30-ft
TRD695SCR-Y-50 | 屏蔽6类线缆，RJ45/RJ45，PVC护套，黄，50英尺（15.2米） | 54.56 | https://www.l-com.cn/ethernet-shielded-cat-6-cable-rj45-rj45-pvc-jacket-yellow-500-ft
TRD695SRA2BLK-15 | 屏蔽6类直角型跳线，直通/直角上出线，黑，15英尺（4.6米） | 41.4 | https://www.l-com.cn/ethernet-shielded-category-6-right-angle-patch-cable-straight-right-angle-up-black-150-ft
TRD695SRA3RD-10 | 屏蔽6类直角型跳线，直角下出线/直角下出线，红，10英尺（3米） | 48.77 | https://www.l-com.cn/ethernet-shielded-category-6-right-angle-patch-cable-right-angle-down-right-angle-down-red-100-ft
TRD695SRA6BL-2 | 屏蔽6类直角型跳线，直通/直角左出线，蓝，2英尺（0.6米） | 32.54 | https://www.l-com.cn/ethernet-shielded-category-6-right-angle-patch-cable-straight-right-angle-left-blue-20-ft
TRD695SRA7BLK-1 | 屏蔽6类直角型跳线，直通/直角右出线，黑，1英尺（0.3米） | 14.6763 | https://www.l-com.cn/ethernet-shielded-category-6-right-angle-patch-cable-straight-right-angle-right-black-10-ft
TRD695SZRA7RD-3 | 6类屏蔽低烟无卤直角型跳线，直通/直角右出线，红，3英尺（0.9米） | 31.07 | https://www.l-com.cn/ethernet-category-6-shielded-lszh-right-angle-patch-cable-straight-right-angle-right-red-30-ft
TRD695WHT-30 | 特优型6类线缆，RJ45/RJ45，白，30英尺（9.1米） | 25.93 | https://www.l-com.cn/ethernet-premium-cat-6-cable-rj45-rj45-white-300-ft
TRD815CRR-7 | 特优型10/100Base-T交叉线，红，7英尺（2.1米） | 8.6267 | https://www.l-com.cn/ethernet-premium-10-100base-t-crossover-cable-red-70-ft
TRD815RABL-2 | 超5类直角型跳线，直通/直角下出线，蓝，2英尺（0.6米） | 9.2975 | https://www.l-com.cn/ethernet-category-5e-right-angle-patch-cable-straight-right-angle-down-blue-20-ft
TRD815SRA2BLK-7 | 超5类屏蔽直角型跳线，直通/直角上出线，黑，7英尺（2.1米） | 17.5314 | https://www.l-com.cn/ethernet-category-5e-shielded-right-angle-patch-cable-straight-right-angle-up-black-70-ft
TRD815SRA5BLK-5 | 超5类屏蔽直角型跳线，直角上出线/直角上出线，黑，5英尺（1.5米） | 64.695 | https://www.l-com.cn/ethernet-category-5e-shielded-right-angle-patch-cable-right-angle-up-right-angle-up-black-50-ft
TRD815WHT-10 | 特优型超5类跳线，RJ45/RJ45，白，10英尺（3米） | 11.3956 | https://www.l-com.cn/ethernet-premium-category-5e-patch-cable-rj45-rj45-white-100-ft
TRD855HFO-20 | 超5类屏蔽户外级高柔性以太网线缆，RJ45/RJ45，20英尺（6.1米） | 203.3494 | https://www.l-com.cn/ethernet-cat5e-shielded-outdoor-high-flex-ethernet-cable-rj45-rj45-black-200-ft
TRD855SCRRD-30 | 超5类屏蔽EIA568标准跳线，RJ45/RJ45，红，30英尺（9.1米） | 45.6681 | https://www.l-com.cn/ethernet-shielded-cat-5e-eia568-patch-cable-rj45-rj45-red-300-ft
TRD855SIG-10M | 工业级超5类双屏蔽低烟无卤跳线，10米 | 100.9681 | https://www.l-com.cn/ethernet-industrial-grade-category-5e-double-shielded-lszh-patch-cord-100-m
TRD855SIG-2M | 工业级超5类双屏蔽低烟无卤跳线，2米 | 30.1784 | https://www.l-com.cn/ethernet-industrial-grade-category-5e-double-shielded-lszh-patch-cord-20-m
TRD855SIG-7M | 工业级超5类双屏蔽低烟无卤跳线，7米 | 80.58 | https://www.l-com.cn/ethernet-industrial-grade-category-5e-double-shielded-lszh-patch-cord-70-m
TRD855SIGBLK-5 | 工业级超5类双屏蔽低烟无卤跳线，黑，5英尺（1.5米） | 17.49 | https://www.l-com.cn/ethernet-industrial-grade-category-5e-double-shielded-lszh-patch-cord-black-50-ft
TRD855SIGRD-5 | 工业级超5类双屏蔽低烟无卤跳线，红，5英尺（1.5米） | 17.37 | https://www.l-com.cn/ethernet-industrial-grade-category-5e-double-shielded-lszh-patch-cord-red-50-ft
TRD855SRA1DBL-2M | Braid Shielded Category 5e High Flex Right Angle Ethernet Cable, Straight/Right Angle Down, 2.0m | 87.1167 | https://www.l-com.cn/ethernet-braid-shielded-category-5e-high-flex-right-angle-ethernet-cable-straight-right-angle-down-20m
TRG325-C4Y-2M | Brad® Nano-Change® M8线缆，3针，IP68级，母头/预剥线，24AWG，PVC，黄，2米 | 125.3542 | https://www.l-com.cn/ethernet-brad-nano-change-m8-cable-3-pole-ip68-rated-female-to-pigtail-24awg-pvc-ylw-20m
TRG424-C4Y-1M | Brad® Nano-Change® M8线缆，4针，IP68级，公头/预剥线，24AWG，PVC，黄，1米 | 104.6108 | https://www.l-com.cn/ethernet-brad-nano-change-m8-cable-4-pole-ip68-rated-male-to-pigtail-24awg-pvc-ylw-10m
TRG617-T6T-1M | 超6类GigE SF/UTP高柔性以太网线缆，GigE/RJ45，1米 | 45.9217 | https://www.l-com.cn/ethernet-category-6a-gige-double-shielded-high-flex-ethernet-cable-gige-rj45-1m
TRG885-C4G-2M | M12 8针IP67防护等级A编码户外级耐高温单头线缆组件，非屏蔽，24AWG，VW-1阻燃等级，PVC护套，公头/平切端，灰，2.0米 | 56.6 | https://www.l-com.cn/m12-8-position-ip67-a-code-outdoor-high-temp-pigtail-cable-assembly-unshielded-24awg-vw-1-pvc-jacket-male-to-cut-end-gray-20m
TRG885-P4B-2M | M12 8针IP67防护等级A编码工业级户外单头线缆组件，非屏蔽，24AWG，UL 94V-0阻燃等级，PUR护套，公头/平切端，黑，2.0米 | 66.456 | https://www.l-com.cn/m12-8-position-ip67-a-code-industrial-outdoor-pigtail-cable-assembly-unshielded-24awg-ul-94v-0-pur-jacket-male-to-cut-end-black-20m
TRG886-C6G-2M | M12 8针IP67防护等级A编码户外级耐高温单头线缆组件，屏蔽，26AWG，VW-1阻燃等级，PVC护套，公头/平切端，灰，2.0米 | 60.83 | https://www.l-com.cn/m12-8-position-ip67-a-code-outdoor-high-temp-pigtail-cable-assembly-shielded-26awg-vw-1-pvc-jacket-male-to-cut-end-gray-20m
TRG886-C6G-5M | M12 8针IP67防护等级A编码户外级耐高温单头线缆组件，屏蔽，26AWG，VW-1阻燃等级，PVC护套，公头/平切端，灰，5.0米 | 90.684 | https://www.l-com.cn/m12-8-position-ip67-a-code-outdoor-high-temp-pigtail-cable-assembly-shielded-26awg-vw-1-pvc-jacket-male-to-cut-end-gray-50m
TRG886-P6B-2M | M12 8针IP67防护等级A编码工业级户外单头线缆组件，屏蔽，26AWG，VW-1阻燃等级，PUR护套，公头/平切端，黑，2.0米 | 59.68 | https://www.l-com.cn/m12-8-position-ip67-a-code-industrial-outdoor-pigtail-cable-assembly-shielded-26awg-vw-1-pur-jacket-male-to-cut-end-black-20m
TRG886-P6B-5M | M12 8针IP67防护等级A编码工业级户外单头线缆组件，屏蔽，26AWG，VW-1阻燃等级，PUR护套，公头/平切端，黑，5.0米 | 74.42 | https://www.l-com.cn/m12-8-position-ip67-a-code-industrial-outdoor-pigtail-cable-assembly-shielded-26awg-vw-1-pur-jacket-male-to-cut-end-black-50m
TRG887-C4G-2M | M12 8针IP67防护等级A编码户外级耐高温单头线缆组件，非屏蔽，24AWG，VW-1阻燃等级，PVC护套，母头/平切端，灰，2.0米 | 65.724 | https://www.l-com.cn/m12-8-position-ip67-a-code-outdoor-high-temp-pigtail-cable-assembly-unshielded-24awg-vw-1-pvc-jacket-female-to-cut-end-gray-20m
TRG887-C4G-5M | M12 8针IP67防护等级A编码户外级耐高温单头线缆组件，非屏蔽，24AWG，VW-1阻燃等级，PVC护套，母头/平切端，灰，5.0米 | 63.51 | https://www.l-com.cn/m12-8-position-ip67-a-code-outdoor-high-temp-pigtail-cable-assembly-unshielded-24awg-vw-1-pvc-jacket-female-to-cut-end-gray-50m
TRG887-P4B-5M | M12 8针IP67防护等级A编码工业级户外单头线缆组件，非屏蔽，24AWG，UL 94V-0阻燃等级，PUR护套，母头/平切端，黑，5.0米 | 63.46 | https://www.l-com.cn/m12-8-position-ip67-a-code-industrial-outdoor-pigtail-cable-assembly-unshielded-24awg-ul-94v-0-pur-jacket-female-to-cut-end-black-50m
TRG888-C6G-2M | M12 8针IP67防护等级A编码户外级耐高温单头线缆组件，屏蔽，26AWG，VW-1阻燃等级，PVC护套，母头/平切端，灰，2.0米 | 59.31 | https://www.l-com.cn/m12-8-position-ip67-a-code-outdoor-high-temp-pigtail-cable-assembly-shielded-26awg-vw-1-pvc-jacket-female-to-cut-end-gray-20m
TRG888-C6G-5M | M12 8针IP67防护等级A编码户外级耐高温单头线缆组件，屏蔽，26AWG，VW-1阻燃等级，PVC护套，母头/平切端，灰，5.0米 | 73.87 | https://www.l-com.cn/m12-8-position-ip67-a-code-outdoor-high-temp-pigtail-cable-assembly-shielded-26awg-vw-1-pvc-jacket-female-to-cut-end-gray-50m
TRG888-P6B-2M | M12 8针IP67防护等级A编码工业级户外单头线缆组件，屏蔽，26AWG，VW-1阻燃等级，PUR护套，母头/平切端，黑，2.0米 | 71.112 | https://www.l-com.cn/m12-8-position-ip67-a-code-industrial-outdoor-pigtail-cable-assembly-shielded-26awg-vw-1-pur-jacket-female-to-cut-end-black-20m
TRG888-P6B-5M | M12 8针IP67防护等级A编码工业级户外单头线缆组件，屏蔽，26AWG，VW-1阻燃等级，PUR护套，母头/平切端，黑，5.0米 | 73.82 | https://www.l-com.cn/m12-8-position-ip67-a-code-industrial-outdoor-pigtail-cable-assembly-shielded-26awg-vw-1-pur-jacket-female-to-cut-end-black-50m
TRGPC401-05M | Profinet B/C类应用超5类以太网电缆， RJ45至RJ45， SF/UTP双屏蔽22AWG多股导体高柔性工业户外用，PLTC标准，TPE绿色 ，0.5米 | 85.469 | https://www.l-com.cn/profinet-cat5e-rj45-sf-utp-22str-pltc-tpe-grn-0.5m-trgpc401-05m
TRGPC401-10M | Profinet B/C类应用超5类以太网电缆， RJ45至RJ45， SF/UTP双屏蔽22AWG多股导体高柔性工业户外用，PLTC标准，TPE绿色 ，10米 | 474.7248 | https://www.l-com.cn/profinet-cat5e-rj45-sf-utp-22str-pltc-tpe-grn-10m-trgpc401-10m
TRGPC401-1M | Profinet B/C类应用超5类以太网电缆， RJ45至RJ45， SF/UTP双屏蔽22AWG多股导体高柔性工业户外用，PLTC标准，TPE绿色 ，1米 | 83.6786 | https://www.l-com.cn/profinet-cat5e-rj45-sf-utp-22str-pltc-tpe-grn-1m-trgpc401-1m
TRGPC401-2M | Profinet B/C类应用超5类以太网电缆， RJ45至RJ45， SF/UTP双屏蔽22AWG多股导体高柔性工业户外用，PLTC标准，TPE绿色 ，2米 | 191.9947 | https://www.l-com.cn/profinet-cat5e-rj45-sf-utp-22str-pltc-tpe-grn-2m-trgpc401-2m
TRGPC401-3M | Profinet B/C类应用超5类以太网电缆， RJ45至RJ45， SF/UTP双屏蔽22AWG多股导体高柔性工业户外用，PLTC标准，TPE绿色 ，3米 | 224.8107 | https://www.l-com.cn/profinet-cat5e-rj45-sf-utp-22str-pltc-tpe-grn-3m-trgpc401-3m
TRGPC401-5M | Profinet B/C类应用超5类以太网电缆， RJ45至RJ45， SF/UTP双屏蔽22AWG多股导体高柔性工业户外用，PLTC标准，TPE绿色 ，5米 | 158.433 | https://www.l-com.cn/profinet-cat5e-rj45-sf-utp-22str-pltc-tpe-grn-5m-trgpc401-5m
TRGPC402-10M | Profinet B/C类应用超5类以太网电缆，IP67等级D编码M12公头至RJ45， SF/UTP双屏蔽22AWG多股导体高柔性工业户外用，PLTC标准，TPE绿色 ，10米 | 381.5698 | https://www.l-com.cn/profinet-c5e-rj45-m124dm-sf-utp-pltc-tpe-grn-10m-trgpc402-10m
TRGPC402-1M | Profinet B/C类应用超5类以太网电缆，IP67等级D编码M12公头至RJ45， SF/UTP双屏蔽22AWG多股导体高柔性工业户外用，PLTC标准，TPE绿色 ，1米 | 251.8736 | https://www.l-com.cn/profinet-c5e-rj45-m124dm-sf-utp-pltc-tpe-grn-1m-trgpc402-1m
TRGPC402-2M | Profinet B/C类应用超5类以太网电缆，IP67等级D编码M12公头至RJ45， SF/UTP双屏蔽22AWG多股导体高柔性工业户外用，PLTC标准，TPE绿色 ，2米 | 294.5892 | https://www.l-com.cn/profinet-c5e-rj45-m124dm-sf-utp-pltc-tpe-grn-2m-trgpc402-2m
TRGPC402-3M | Profinet B/C类应用超5类以太网电缆，IP67等级D编码M12公头至RJ45， SF/UTP双屏蔽22AWG多股导体高柔性工业户外用，PLTC标准，TPE绿色 ，3米 | 342.936 | https://www.l-com.cn/profinet-c5e-rj45-m124dm-sf-utp-pltc-tpe-grn-3m-trgpc402-3m
TRGPC402-5M | Profinet B/C类应用超5类以太网电缆，IP67等级D编码M12公头至RJ45， SF/UTP双屏蔽22AWG多股导体高柔性工业户外用，PLTC标准，TPE绿色 ，5米 | 323.1598 | https://www.l-com.cn/profinet-c5e-rj45-m124dm-sf-utp-pltc-tpe-grn-5m-trgpc402-5m
TRGPC403-05M | Profinet B/C类应用超5类以太网电缆，IP67等级D编码M12母头至RJ45， SF/UTP双屏蔽22AWG多股导体高柔性工业户外用，PLTC标准，TPE绿色 ，0.5米 | 267.9458 | https://www.l-com.cn/profinet-c5e-rj45-m124df-sf-utp-pltc-tpe-grn-0.5m-trgpc403-05m
TRGPC403-10M | Profinet B/C类应用超5类以太网电缆，IP67等级D编码M12母头至RJ45， SF/UTP双屏蔽22AWG多股导体高柔性工业户外用，PLTC标准，TPE绿色 ，10米 | 409.2792 | https://www.l-com.cn/profinet-c5e-rj45-m124df-sf-utp-pltc-tpe-grn-10m-trgpc403-10m
TRGPC403-1M | Profinet B/C类应用超5类以太网电缆，IP67等级D编码M12母头至RJ45， SF/UTP双屏蔽22AWG多股导体高柔性工业户外用，PLTC标准，TPE绿色 ，1米 | 287.8445 | https://www.l-com.cn/profinet-type-b-c-cat5e-cable-ip67-m12-d-code-female-rj45-double-shielded-22awg-stranded-high-flex-industrial-outdoor-pltc-tpe-green-1m-trgpc403-1m
TRGPC403-2M | Profinet B/C类应用超5类以太网电缆，IP67等级D编码M12母头至RJ45， SF/UTP双屏蔽22AWG多股导体高柔性工业户外用，PLTC标准，TPE绿色 ，2米 | 331.629 | https://www.l-com.cn/profinet-c5e-rj45-m124df-sf-utp-pltc-tpe-grn-2m-trgpc403-2m
TRGPC403-3M | Profinet B/C类应用超5类以太网电缆，IP67等级D编码M12母头至RJ45， SF/UTP双屏蔽22AWG多股导体高柔性工业户外用，PLTC标准，TPE绿色 ，3米 | 304.0567 | https://www.l-com.cn/profinet-c5e-rj45-m124df-sf-utp-pltc-tpe-grn-3m-trgpc403-3m
TRGPC403-5M | Profinet B/C类应用超5类以太网电缆，IP67等级D编码M12母头至RJ45， SF/UTP双屏蔽22AWG多股导体高柔性工业户外用，PLTC标准，TPE绿色 ，5米 | 343.5696 | https://www.l-com.cn/profinet-c5e-rj45-m124df-sf-utp-pltc-tpe-grn-5m-trgpc403-5m
TRGPC404-05M | Profinet B/C类应用超5类以太网电缆，IP67等级D编码M12公头至公头， SF/UTP双屏蔽22AWG多股导体高柔性工业户外用，PLTC标准，TPE绿色 ，0.5米 | 431.7575 | https://www.l-com.cn/profinet-type-b-c-cat5e-cable-ip67-m12-d-code-male-male-double-shielded-22awg-stranded-high-flex-industrial-outdoor-pltc-tpe-green-0.5m-trgpc404-05m
TRGPC404-10M | Profinet B/C类应用超5类以太网电缆，IP67等级D编码M12公头至公头， SF/UTP双屏蔽22AWG多股导体高柔性工业户外用，PLTC标准，TPE绿色 ，10米 | 584.434 | https://www.l-com.cn/profinet-type-b-c-cat5e-cable-ip67-m12-d-code-male-male-double-shielded-22awg-stranded-high-flex-industrial-outdoor-pltc-tpe-green-10m-trgpc404-10m
TRGPC404-1M | Profinet B/C类应用超5类以太网电缆，IP67等级D编码M12公头至公头， SF/UTP双屏蔽22AWG多股导体高柔性工业户外用，PLTC标准，TPE绿色 ，1米 | 439.7469 | https://www.l-com.cn/profinet-type-b-c-cat5e-cable-ip67-m12-d-code-male-male-double-shielded-22awg-stranded-high-flex-industrial-outdoor-pltc-tpe-green-1m-trgpc404-1m
TRGPC404-2M | Profinet B/C类应用超5类以太网电缆，IP67等级D编码M12公头至公头， SF/UTP双屏蔽22AWG多股导体高柔性工业户外用，PLTC标准，TPE绿色 ，2米 | 438.6548 | https://www.l-com.cn/profinet-c5e-m124dm-m124dm-sf-utp-tpe-grn-2m-trgpc404-2m
TRGPC404-3M | Profinet B/C类应用超5类以太网电缆，IP67等级D编码M12公头至公头， SF/UTP双屏蔽22AWG多股导体高柔性工业户外用，PLTC标准，TPE绿色 ，3米 | 454.8669 | https://www.l-com.cn/profinet-c5e-m124dm-m124dm-sf-utp-tpe-grn-3m-trgpc404-3m
TRGPC404-5M | Profinet B/C类应用超5类以太网电缆，IP67等级D编码M12公头至公头， SF/UTP双屏蔽22AWG多股导体高柔性工业户外用，PLTC标准，TPE绿色 ，5米 | 504.3284 | https://www.l-com.cn/profinet-type-b-c-cat5e-cable-ip67-m12-d-code-male-male-double-shielded-22awg-stranded-high-flex-industrial-outdoor-pltc-tpe-green-5m-trgpc404-5m
TRGPC405-05M | Profinet B/C类应用超5类以太网电缆，IP67等级D编码M12公头至母头， SF/UTP双屏蔽22AWG多股导体高柔性工业户外用，PLTC标准，TPE绿色 ，0.5米 | 441.1176 | https://www.l-com.cn/profinet-c5e-m124dm-m124df-sf-utp-tpe-grn-0.5m-trgpc405-05m
TRGPC405-10M | Profinet B/C类应用超5类以太网电缆，IP67等级D编码M12公头至母头， SF/UTP双屏蔽22AWG多股导体高柔性工业户外用，PLTC标准，TPE绿色 ，10米 | 587.9808 | https://www.l-com.cn/profinet-c5e-m124dm-m124df-sf-utp-tpe-grn-10m-trgpc405-10m
TRGPC405-1M | Profinet B/C类应用超5类以太网电缆，IP67等级D编码M12公头至母头， SF/UTP双屏蔽22AWG多股导体高柔性工业户外用，PLTC标准，TPE绿色 ，1米 | 448.7226 | https://www.l-com.cn/profinet-c5e-m124dm-m124df-sf-utp-tpe-grn-1m-trgpc405-1m
TRGPC405-2M | Profinet B/C类应用超5类以太网电缆，IP67等级D编码M12公头至母头， SF/UTP双屏蔽22AWG多股导体高柔性工业户外用，PLTC标准，TPE绿色 ，2米 | 461.7518 | https://www.l-com.cn/profinet-c5e-m124dm-m124df-sf-utp-tpe-grn-2m-trgpc405-2m
TRGPC405-3M | Profinet B/C类应用超5类以太网电缆，IP67等级D编码M12公头至母头， SF/UTP双屏蔽22AWG多股导体高柔性工业户外用，PLTC标准，TPE绿色 ，3米 | 478.0923 | https://www.l-com.cn/profinet-c5e-m124dm-m124df-sf-utp-tpe-grn-3m-trgpc405-3m
TRGPC405-5M | Profinet B/C类应用超5类以太网电缆，IP67等级D编码M12公头至母头， SF/UTP双屏蔽22AWG多股导体高柔性工业户外用，PLTC标准，TPE绿色 ，5米 | 508.7363 | https://www.l-com.cn/profinet-c5e-m124dm-m124df-sf-utp-tpe-grn-5m-trgpc405-5m
TSP3066R | 水晶头,RJ12 (6x6), 径向接入,袋装, 100只/袋 | 66.2494 | https://www.l-com.cn/ethernet-modular-plug-rj12-6x6-radius-entry-pkg-100
TSP3088R | 水晶头,RJ45 (8x8), 径向接入,袋装, 100只/袋 | 132.8312 | https://www.l-com.cn/ethernet-modular-plug-rj45-8x8-radius-entry-pkg-100
U1A00002-05M | USB 3.1 Type C Gen 2 M/M 10 Gbps 0.5M | 65.9142 | https://www.l-com.cn/usb-usb-31-type-c-gen-2-m-m-10-gbps-05m
U3A00010-05M | USB 3.0线缆，A型公头/Micro-B公头，带磁环，长度0.5米 | 75.582 | https://www.l-com.cn/usb-usb-30-cables-type-a-male-to-micro-b-male-w-ferrites-length-05m
U3A00014-03M | 高柔性USB 3.0线缆，A型公头/Micro-B公头，0.3米 | 51.55 | https://www.l-com.cn/usb-usb-30-high-flex-type-a-male-to-microb-male-03m
U3A00028-1M | USB3.0线缆组件，A型至A型，带自锁A型连接器，30/24AWG，UL21551低烟无卤（LSZH）护套，黑，1.0米 | 51.84 | https://www.l-com.cn/usb-3.0-cable-assembly-a-a-latching-type-a-connectors-30-24awg-ul-21551-low-smoke-zero-halogen-lszh-jacket-black-1.0m-u3a00028-1m
U3A00077-03M | USB 3.0直角电缆组件，90度上下C型公插头到A型直插头，32 / 26AWG，PVC，黑色，0.3米 | 63.07 | https://www.l-com.cn/usb-30-right-angle-cable-assembly-90-degree-up-down-type-c-male-plug-to-straight-type-a-male-plug-32-26awg-pvc-black-03m
UPMAAGND-05M | USB A型耦合器线缆，穿壁式母头/A型公头，带地线，0.5米 | 37.07 | https://www.l-com.cn/usb-usb-type-a-coupler-female-bulkhead-type-a-male-w-ground-wire-05m
UPMBB-2M | USB线缆，B型母头面板安装/B型公头，2.0m | 22.9786 | https://www.l-com.cn/usb-usb-type-b-coupler-female-bulkhead-type-b-male-20m
USP2DB15FB | 通用子面板，带2个DB15适配器 | 32.8369 | https://www.l-com.cn/patch-panel-server-rack-universal-sub-panel-2-db15-feed-thru-adapters
USP2ECF-SC6A | 通用系列面板，带两个超6类耦合器，RJ45，屏蔽 | 47.806 | https://www.l-com.cn/patch-panel-server-rack-universal-sub-panel-2-category-6a-couplers-rj45-shielded
USP2HDB26FB | 通用子面板，带2个HD26适配器 | 92.9016 | https://www.l-com.cn/patch-panel-server-rack-universal-sub-panel-2-hd26-feed-thru-adapters
USP-CTB50 | 帽式终端负载，带保护系链，BNC 50欧姆 | 28.41 | https://www.l-com.cn/coaxial-protective-chained-cap-terminator-bnc-50-ohm
VHA00016-5M | HDMI Flat LSZH Cables length 5M | 142.7628 | https://www.l-com.cn/audio-video-hdmi-flat-lszh-cables-length-5m
VHC00029 | 工业级防水HDMI耦合器，带防尘帽 | 37.8972 | https://www.l-com.cn/waterproof-hdmi-industrial-coupler-dust-cap-vhc00029
WP67-BHA-CAP | 适合WP67-BHA-DC 使用的IP67 防尘帽 | 18.8496 | https://www.l-com.cn/undefined-url-for-pn-wp67-bha-cap-wp67-bha-cap
WPBHC6110 | 6类IP67级RJ45/110穿壁式面板安装耦合器，屏蔽，直插式，PoE+，带防尘帽 | 29.304 | https://www.l-com.cn/ethernet-cat-6-ip67-rj45-to-110-bulkhead-panel-mount-coupler-shielded-feed-thru-poe-with-dust-cap
WPUSBBA-2M | USB2.0 线缆 , 防水面板安装 B 型母头 / A 型公头 , 2.0m, 黑色 | 41.085 | https://www.l-com.cn/usb-usb-cable-waterproof-type-b-female-standard-type-a-male-20m
CAVISU3AA-3M | USB 3.0线缆，A型/带翼形螺丝A型，3米 | 26.4589 | https://www.l-com.cn/usb-usb-30-cable-type-a-a-with-thumbscrew-hardware-30m
DK226MF-10 | 模制延长线缆 , 迷你 DIN 6 公头 / 迷你 DIN 6 母头 , 10.0 ft / 3.0 m | 18.62 | https://www.l-com.cn/firewire-din-scsi-sata-molded-extension-cable-mini-din-6-male-female-100-ft
TDB6-100 | 6芯扁平模块化散装线缆(PVC), 100 ft/30 m 圈装 | 79.59 | https://www.l-com.cn/ethernet-6-conductor-flat-modular-cord-pvc-100-ft-coil
TSP3788C5 | 水晶头，RJ45（8×8），5类/超5类，50件/袋 | 201.915 | https://www.l-com.cn/ethernet-modular-plug-rj458x8-category-5-5e-pkg-50
U3A00086-1M | USB 3.0电缆组件，A型公插头到带铁氧体的A型母插头，30 / 24AWG，低烟无卤LSZH，黑色，1.0米 | 61.53 | https://www.l-com.cn/usb-30-cable-assembly-type-a-male-plug-to-type-a-female-jack-w-ferrites-30-24awg-low-smoke-zero-halogen-lszh-black-10m
WPUSBCN-A-3 | IP67防水USB 3.0 A型现场安装连接器，面板安装，A型母头，单套 | 48.6288 | https://www.l-com.cn/ip67-usb-type-a-3.0-waterproof-field-installable-connector-male-plug-wpusbcn-a-3
VHA00003-3M | HDMI Female Waterproof to HDMI Male standard length 3M | 97.98 | https://www.l-com.cn/audio-video-hdmi-female-waterproof-to-hdmi-male-standard-length-3m
V7C00022 | IP68 防水等级 BNC 适配器，母转母 带防尘盖 | 19.008 | https://www.l-com.cn/ip68-waterproof-bnc-adapter-f-f-dust-caps-v7c00022
V7C00021 | IP68 防水等级 F头适配器，母转母，带防尘盖 | 19.008 | https://www.l-com.cn/ip68-waterproof-f-adapter-f-f-dust-caps-v7c00021
V7A00002-5M | IP68 防水等级，长度 ：5M 电缆组件，75 欧姆 BNC 公头到 BNC 公头，PVC黑色外被 | 70.488 | https://www.l-com.cn/ip68-bnc-male-bnc-male-rg6-cable-assembly-v7a00002-5m
V7A00002-2M | IP68 防水等级，长度 ：2M 电缆组件，75 欧姆 BNC 公头到 BNC 公头，PVC黑色外被 | 57.816 | https://www.l-com.cn/ip68-bnc-male-bnc-male-rg6-cable-assembly-v7a00002-2m
V7A00002-1M | IP68 防水等级，长度 ：1M 电缆组件，75 欧姆 BNC 公头到 BNC 公头，PVC黑色外被 | 53.856 | https://www.l-com.cn/ip68-bnc-male-bnc-male-rg6-cable-assembly-v7a00002-1m
V7A00002-10M | IP68 防水等级，长度 ：10M 电缆组件，75 欧姆 BNC 公头到 BNC 公头，PVC黑色外被 | 91.08 | https://www.l-com.cn/ip68-bnc-male-bnc-male-rg6-cable-assembly-v7a0000-10m
V7A00001-5M | IP68 防水等级 5M长线缆组件，75 欧姆 F 公头到 F 公头，PVC黑色外被 | 66.528 | https://www.l-com.cn/ip68-f-male-f-male-waterproof-rg6-cable-assembly-v7a00001-5m
V7A00001-2M | IP68 防水等级 2M长线缆组件，75 欧姆 F 公头到 F 公头，PVC黑色外被 | 53.856 | https://www.l-com.cn/ip68-f-male-f-male-waterproof-rg6-cable-assembly-v7a00001-2m
V7A00001-1M | IP68 防水等级 1M长线缆组件，75 欧姆 F 公头到 F 公头，PVC黑色外被 | 49.896 | https://www.l-com.cn/ip68-f-male-f-male-waterproof-rg6-cable-assembly-v7a00001-1m
V7A00001-10M | IP68 防水等级 10M长线缆组件，75 欧姆 F 公头到 F 公头，PVC黑色外被 | 87.12 | https://www.l-com.cn/ip68-f-male-f-male-waterproof-rg6-cable-assembly-v7a00001-10m
USBHD3-B | USB 3.0 B型公头连接器护套，黑色，单套 | 3.45 | https://www.l-com.cn/usb-type-b-3.0-hood-male-plug-connectors-blue-pvc-single-usbhd3-b
USBHD3-A-Z | USB 3.0 A型公头连接器护套，LSZH低烟无卤，黑色，单个 | 1.82 | https://www.l-com.cn/usb-type-a-3.0-hood-male-plug-connectors-black-lszh-single-usbhd3-a-z
USBHD3-A | USB 3.0 A型公头连接器护套，PVC，蓝色，单个 | 1.69 | https://www.l-com.cn/usb-type-a-3.0-hood-male-plug-connectors-blue-pvc-single-usbhd3-a
USBCN3-B | USB 3.0 B型连接器，公头，9触点，焊接类型，单个 | 2.53 | https://www.l-com.cn/usb-type-b-3.0-connector-male-plug-solder-type-single-usbcn3-b
USBCN3-A | USB 3.0 A型连接器，公头，9触点，焊接类型，单个 | 2.62 | https://www.l-com.cn/usb-type-a-3.0-connector-male-plug-solder-type-single-usbcn3-a
UPMAAGND-075M | USB A型耦合器线缆，穿壁式母头/A型公头，带地线，0.75米 | 36.78 | https://www.l-com.cn/usb-usb-type-a-coupler-female-bulkhead-type-a-male-w-ground-wire-075m
UADKEY-AB | USB Keystone耦合器，A型母头/B型母头，屏蔽 | 15.33 | https://www.l-com.cn/usb-shielded-usb-keystone-style-coupler-a-female-b-female
UAD035MF | USB 3.0适配器，A型公头/母头 | 11.088 | https://www.l-com.cn/usb-usb-30-adapter-type-a-male-to-type-a-female
U3A00018-105M | 防水型USB3.0线缆组件，IP67面板安装A型母头/标准A型公头，30/24AWG，PVC黑色护套，1.5米 | 70.74 | https://www.l-com.cn/waterproof-usb-3.0-cable-assembly-ip67-panel-mount-a-female-standard-a-male-30-24awg-pvc-jacket-black-1.5m-u3a00018-105m
U2A00003-5M | USB 2.0线缆，A型公头/Micro-B公头，带磁环，5米 | 26.2338 | https://www.l-com.cn/usb-usb-20-cables-a-microb-male-w-ferrites-5m
TSP6088S | 屏蔽超6类RJ45插头（8×8），100件/袋 | 655.9538 | https://www.l-com.cn/ethernet-shielded-category-6a-rj45-plug-8x8-pkg-100
TRGIX606LZ-BLK-3M | IX工业超6类以太网线缆，IX B型/RJ45母头，单层蔽，VW-1 CMX阻燃级IEC低烟无卤护套，黑，3米 | 108.2437 | https://www.l-com.cn/ix-industrial-category-6a-serial-cable-ix-b-key-rj45-jack-foil-shielded-vw-1-cmx-iec-low-smoke-zero-halogen-lszh-jacket-black-3cm-trgix606lz-blk-3cm
TRGIX606LZ-BLK-20CM | IX工业超6类以太网线缆，IX B型/RJ45母头，单层蔽，VW-1 CMX阻燃级IEC低烟无卤护套，黑，20厘米 | 79.1472 | https://www.l-com.cn/ix-industrial-category-6a-serial-cable-ix-b-key-rj45-jack-foil-shielded-vw-1-cmx-iec-low-smoke-zero-halogen-lszh-jacket-black-20cm-trgix606lz-blk-20cm
TRGIX606LZ-BLK-1M | IX工业超6类以太网线缆，IX B型/RJ45母头，单层蔽，VW-1 CMX阻燃级IEC低烟无卤护套，黑，1米 | 93.4085 | https://www.l-com.cn/ix-industrial-category-6a-serial-cable-ix-b-key-rj45-jack-foil-shielded-vw-1-cmx-iec-low-smoke-zero-halogen-lszh-jacket-black-1cm-trgix606lz-blk-1cm
TRGIX606IN-TEL-3M | IX工业超6类以太网线缆，IX B型/RJ45 母头，双屏蔽高柔性户外级工业CMX阻燃级TPE护套，青，3米 | 133.0787 | https://www.l-com.cn/ix-industrial-category-6a-serial-cable-ix-b-key-rj45-jack-double-shielded-high-flex-industrial-outdoor-cmx-tpe-jacket-teal-3m-trgix606in-tel-3m
TRGIX606IN-TEL-20CM | IX工业超6类以太网线缆，IX B型/RJ45 母头，双屏蔽高柔性户外级工业CMX阻燃级TPE护套，青，20厘米 | 80.879 | https://www.l-com.cn/ix-industrial-category-6a-serial-cable-ix-b-key-rj45-jack-double-shielded-high-flex-industrial-outdoor-cmx-tpe-jacket-teal-20cm-trgix606in-tel-20cm
TRGIX606IN-TEL-1M | IX工业超6类以太网线缆，IX B型/RJ45 母头，双屏蔽高柔性户外级工业CMX阻燃级TPE护套，青，1米 | 100.8295 | https://www.l-com.cn/ix-industrial-category-6a-serial-cable-ix-b-key-rj45-jack-double-shielded-high-flex-industrial-outdoor-cmx-tpe-jacket-teal-1m-trgix606in-tel-1m
TRGIX606EC-BLK-3M | IX工业超6类以太网线缆，IX B型/RJ45母头，经济型单层蔽，CMR/CMG阻燃级PVC护套，黑，3米 | 105.8112 | https://www.l-com.cn/ix-industrial-category-6a-serial-cable-ix-b-key-rj45-jack-foil-shielded-economy-cmr-cmg-pvc-jacket-black-3m-trgix606ec-blk-3m
TRGIX606EC-BLK-20CM | IX工业超6类以太网线缆，IX B型/RJ45母头，经济型单层蔽，CMR/CMG阻燃级PVC护套，黑，20厘米 | 84.5251 | https://www.l-com.cn/ix-industrial-category-6a-serial-cable-ix-b-key-rj45-jack-foil-shielded-economy-cmr-cmg-pvc-jacket-black-20m-trgix606ec-blk-20m
TRGIX606EC-BLK-1M | IX工业超6类以太网线缆，IX B型/RJ45母头，经济型单层蔽，CMR/CMG阻燃级PVC护套，黑，1米 | 89.7336 | https://www.l-com.cn/ix-industrial-category-6a-serial-cable-ix-b-key-rj45-jack-foil-shielded-economy-cmr-cmg-pvc-jacket-black-1m-trgix606ec-blk-1m
TRGIX605LZ-BLK-3M | IX工业超6类以太网线缆，IX A型/RJ45母头，单层蔽，VW-1 CMX阻燃级IEC低烟无卤护套，黑，3米 | 105.6415 | https://www.l-com.cn/ix-industrial-category-6a-ethernet-cable-ix-a-key-rj45-jack-foil-shielded-vw-1-cmx-iec-low-smoke-zero-halogen-lszh-jacket-black-3cm-trgix605lz-blk-3cm
TRGIX605LZ-BLK-20CM | IX工业超6类以太网线缆，IX A型/RJ45母头，单层蔽，VW-1 CMX阻燃级IEC低烟无卤护套，黑，20厘米 | 77.022 | https://www.l-com.cn/ix-industrial-category-6a-ethernet-cable-ix-a-key-rj45-jack-foil-shielded-vw-1-cmx-iec-low-smoke-zero-halogen-lszh-jacket-black-20cm-trgix605lz-blk-20cm
TRGIX605LZ-BLK-1M | IX工业超6类以太网线缆，IX A型/RJ45母头，单层蔽，VW-1 CMX阻燃级IEC低烟无卤护套，黑，1米 | 84.6792 | https://www.l-com.cn/ix-industrial-category-6a-ethernet-cable-ix-a-key-rj45-jack-foil-shielded-vw-1-cmx-iec-low-smoke-zero-halogen-lszh-jacket-black-1cm-trgix605lz-blk-1cm
TRGIX605IN-TEL-3M | IX工业超6类以太网线缆，IX A型/RJ45 母头，双屏蔽高柔性户外级工业CMX阻燃级TPE护套，青，3米 | 127.9476 | https://www.l-com.cn/ix-industrial-category-6a-ethernet-cable-ix-a-key-rj45-jack-double-shielded-high-flex-industrial-outdoor-cmx-tpe-jacket-teal-3cm-trgix605in-tel-3cm
TRGIX605IN-TEL-20CM | IX工业超6类以太网线缆，IX A型/RJ45 母头，双屏蔽高柔性户外级工业CMX阻燃级TPE护套，青，20厘米 | 93.4758 | https://www.l-com.cn/ix-industrial-category-6a-ethernet-cable-ix-a-key-rj45-jack-double-shielded-high-flex-industrial-outdoor-cmx-tpe-jacket-teal-20cm-trgix605in-tel-20cm
TRGIX605IN-TEL-1M | IX工业超6类以太网线缆，IX A型/RJ45 母头，双屏蔽高柔性户外级工业CMX阻燃级TPE护套，青，1米 | 91.278 | https://www.l-com.cn/ix-industrial-category-6a-ethernet-cable-ix-a-key-rj45-jack-double-shielded-high-flex-industrial-outdoor-cmx-tpe-jacket-teal-1cm-trgix605in-tel-1cm
TRGIX605EC-BLK-3M | IX工业超6类以太网线缆，IX A型/RJ45母头，经济型单层蔽，CMR/CMG阻燃级PVC护套，黑，3米 | 97.0398 | https://www.l-com.cn/ix-industrial-category-6a-ethernet-cable-ix-a-key-rj45-jack-foil-shielded-economy-cmr-cmg-pvc-jacket-black-3m-trgix605ec-blk-3m
TRGIX605EC-BLK-20CM | IX工业超6类以太网线缆，IX A型/RJ45母头，经济型单层蔽，CMR/CMG阻燃级PVC护套，黑，20厘米 | 84.5721 | https://www.l-com.cn/ix-industrial-category-6a-ethernet-cable-ix-a-key-rj45-jack-foil-shielded-economy-cmr-cmg-pvc-jacket-black-20m-trgix605ec-blk-20m
TRGIX605EC-BLK-1M | IX工业超6类以太网线缆，IX A型/RJ45母头，经济型单层蔽，CMR/CMG阻燃级PVC护套，黑，1米 | 84.1021 | https://www.l-com.cn/ix-industrial-category-6a-ethernet-cable-ix-a-key-rj45-jack-foil-shielded-economy-cmr-cmg-pvc-jacket-black-1m-trgix605ec-blk-1m
TRGIX604LZ-BLK-5M | IX工业超6类以太网线缆，IX B型/RJ45公头，单层蔽，VW-1 CMX阻燃级IEC低烟无卤护套，黑，5米 | 112.8758 | https://www.l-com.cn/ix-industrial-category-6a-serial-cable-ix-b-key-rj45-plug-foil-shielded-vw-1-cmx-iec-low-smoke-zero-halogen-lszh-jacket-black-5cm-trgix604lz-blk-5cm
TRGIX604LZ-BLK-30CM | IX工业超6类以太网线缆，IX B型/RJ45公头，单层蔽，VW-1 CMX阻燃级IEC低烟无卤护套，黑，30厘米 | 71.8212 | https://www.l-com.cn/ix-industrial-category-6a-serial-cable-ix-b-key-rj45-plug-foil-shielded-vw-1-cmx-iec-low-smoke-zero-halogen-lszh-jacket-black-30cm-trgix604lz-blk-30cm
TRGIX604LZ-BLK-2M | IX工业超6类以太网线缆，IX B型/RJ45公头，单层蔽，VW-1 CMX阻燃级IEC低烟无卤护套，黑，2米 | 85.8076 | https://www.l-com.cn/ix-industrial-category-6a-serial-cable-ix-b-key-rj45-plug-foil-shielded-vw-1-cmx-iec-low-smoke-zero-halogen-lszh-jacket-black-2cm-trgix604lz-blk-2cm
TRGIX604LZ-BLK-1M | IX工业超6类以太网线缆，IX B型/RJ45公头，单层蔽，VW-1 CMX阻燃级IEC低烟无卤护套，黑，1米 | 82.2272 | https://www.l-com.cn/ix-industrial-category-6a-serial-cable-ix-b-key-rj45-plug-foil-shielded-vw-1-cmx-iec-low-smoke-zero-halogen-lszh-jacket-black-1cm-trgix604lz-blk-1cm
TRGIX604IN-TEL-5M | IX工业超6类以太网线缆，IX B型/RJ45 公头，双屏蔽高柔性户外级工业CMX阻燃级TPE护套，青，5米 | 163.1678 | https://www.l-com.cn/ix-industrial-category-6a-serial-cable-ix-b-key-rj45-plug-double-shielded-high-flex-industrial-outdoor-cmx-tpe-jacket-teal-5m-trgix604in-tel-5m
TRGIX604IN-TEL-3M | IX工业超6类以太网线缆，IX B型/RJ45 公头，双屏蔽高柔性户外级工业CMX阻燃级TPE护套，青，3米 | 119.5326 | https://www.l-com.cn/ix-industrial-category-6a-serial-cable-ix-b-key-rj45-plug-double-shielded-high-flex-industrial-outdoor-cmx-tpe-jacket-teal-3m-trgix604in-tel-3m
TRGIX604IN-TEL-30CM | IX工业超6类以太网线缆，IX B型/RJ45 公头，双屏蔽高柔性户外级工业CMX阻燃级TPE护套，青，30厘米 | 77.3504 | https://www.l-com.cn/ix-industrial-category-6a-serial-cable-ix-b-key-rj45-plug-double-shielded-high-flex-industrial-outdoor-cmx-tpe-jacket-teal-30m-trgix604in-tel-30m
TRGIX604IN-TEL-1M | IX工业超6类以太网线缆，IX B型/RJ45 公头，双屏蔽高柔性户外级工业CMX阻燃级TPE护套，青，1米 | 91.0121 | https://www.l-com.cn/ix-industrial-category-6a-serial-cable-ix-b-key-rj45-plug-double-shielded-high-flex-industrial-outdoor-cmx-tpe-jacket-teal-1m-trgix604in-tel-1m
TRGIX604EC-BLK-5M | IX工业超6类以太网线缆，IX B型/RJ45公头，经济型单层蔽，CMR/CMG阻燃级PVC护套，黑，5米 | 110.5315 | https://www.l-com.cn/ix-industrial-category-6a-serial-cable-ix-b-key-rj45-plug-foil-shielded-economy-cmr-cmg-pvc-jacket-black-5cm-trgix604ec-blk-5cm
TRGIX604EC-BLK-3M | IX工业超6类以太网线缆，IX B型/RJ45公头，经济型单层蔽，CMR/CMG阻燃级PVC护套，黑，3米 | 104.148 | https://www.l-com.cn/ix-industrial-category-6a-serial-cable-ix-b-key-rj45-plug-foil-shielded-economy-cmr-cmg-pvc-jacket-black-3cm-trgix604ec-blk-3cm
TRGIX604EC-BLK-30CM | IX工业超6类以太网线缆，IX B型/RJ45公头，经济型单层蔽，CMR/CMG阻燃级PVC护套，黑，30厘米 | 75.7231 | https://www.l-com.cn/ix-industrial-category-6a-serial-cable-ix-b-key-rj45-plug-foil-shielded-economy-cmr-cmg-pvc-jacket-black-30cm-trgix604ec-blk-30cm
TRGIX604EC-BLK-2M | IX工业超6类以太网线缆，IX B型/RJ45公头，经济型单层蔽，CMR/CMG阻燃级PVC护套，黑，2米 | 98.2872 | https://www.l-com.cn/ix-industrial-category-6a-serial-cable-ix-b-key-rj45-plug-foil-shielded-economy-cmr-cmg-pvc-jacket-black-2cm-trgix604ec-blk-2cm
TRGIX604EC-BLK-1M | IX工业超6类以太网线缆，IX B型/RJ45公头，经济型单层蔽，CMR/CMG阻燃级PVC护套，黑，1米 | 90.8424 | https://www.l-com.cn/ix-industrial-category-6a-serial-cable-ix-b-key-rj45-plug-foil-shielded-economy-cmr-cmg-pvc-jacket-black-1cm-trgix604ec-blk-1cm
TRGIX603LZ-BLK-7.5M | IX工业超6类以太网线缆，IX A型/RJ45公头，单层蔽，VW-1 CMX阻燃级IEC低烟无卤护套，黑，7.5米 | 136.7332 | https://www.l-com.cn/ix-industrial-category-6a-ethernet-cable-ix-a-key-rj45-plug-foil-shielded-vw-1-cmx-iec-low-smoke-zero-halogen-lszh-jacket-black-7.5m-trgix603lz-blk-7.5m
TRGIX603LZ-BLK-5M | IX工业超6类以太网线缆，IX A型/RJ45公头，单层蔽，VW-1 CMX阻燃级IEC低烟无卤护套，黑，5米 | 112.3128 | https://www.l-com.cn/ix-industrial-category-6a-ethernet-cable-ix-a-key-rj45-plug-foil-shielded-vw-1-cmx-iec-low-smoke-zero-halogen-lszh-jacket-black-5m-trgix603lz-blk-5m
TRGIX603LZ-BLK-50CM | IX工业超6类以太网线缆，IX A型/RJ45公头，单层蔽，VW-1 CMX阻燃级IEC低烟无卤护套，黑，50厘米 | 70.9676 | https://www.l-com.cn/ix-industrial-category-6a-ethernet-cable-ix-a-key-rj45-plug-foil-shielded-vw-1-cmx-iec-low-smoke-zero-halogen-lszh-jacket-black-50m-trgix603lz-blk-50m
TRGIX603LZ-BLK-3M | IX工业超6类以太网线缆，IX A型/RJ45公头，单层蔽，VW-1 CMX阻燃级IEC低烟无卤护套，黑，3米 | 95.3348 | https://www.l-com.cn/ix-industrial-category-6a-ethernet-cable-ix-a-key-rj45-plug-foil-shielded-vw-1-cmx-iec-low-smoke-zero-halogen-lszh-jacket-black-3m-trgix603lz-blk-3m
TRGIX603LZ-BLK-30CM | IX工业超6类以太网线缆，IX A型/RJ45公头，单层蔽，VW-1 CMX阻燃级IEC低烟无卤护套，黑，30厘米 | 67.9041 | https://www.l-com.cn/ix-industrial-category-6a-ethernet-cable-ix-a-key-rj45-plug-foil-shielded-vw-1-cmx-iec-low-smoke-zero-halogen-lszh-jacket-black-30m-trgix603lz-blk-30m
TRGIX603LZ-BLK-2M | IX工业超6类以太网线缆，IX A型/RJ45公头，单层蔽，VW-1 CMX阻燃级IEC低烟无卤护套，黑，2米 | 117.857 | https://www.l-com.cn/ix-industrial-category-6a-ethernet-cable-ix-a-key-rj45-plug-foil-shielded-vw-1-cmx-iec-low-smoke-zero-halogen-lszh-jacket-black-2m-trgix603lz-blk-2m
TRGIX603LZ-BLK-20CM | IX工业超6类以太网线缆，IX A型/RJ45公头，单层蔽，VW-1 CMX阻燃级IEC低烟无卤护套，黑，20厘米 | 67.6481 | https://www.l-com.cn/ix-industrial-category-6a-ethernet-cable-ix-a-key-rj45-plug-foil-shielded-vw-1-cmx-iec-low-smoke-zero-halogen-lszh-jacket-black-20m-trgix603lz-blk-20m
TRGIX603LZ-BLK-1M | IX工业超6类以太网线缆，IX A型/RJ45公头，单层蔽，VW-1 CMX阻燃级IEC低烟无卤护套，黑，1米 | 74.0966 | https://www.l-com.cn/ix-industrial-category-6a-ethernet-cable-ix-a-key-rj45-plug-foil-shielded-vw-1-cmx-iec-low-smoke-zero-halogen-lszh-jacket-black-1m-trgix603lz-blk-1m
TRGIX603LZ-BLK-1.5M | IX工业超6类以太网线缆，IX A型/RJ45公头，单层蔽，VW-1 CMX阻燃级IEC低烟无卤护套，黑，1.5米 | 81.7872 | https://www.l-com.cn/ix-industrial-category-6a-ethernet-cable-ix-a-key-rj45-plug-foil-shielded-vw-1-cmx-iec-low-smoke-zero-halogen-lszh-jacket-black-1.5m-trgix603lz-blk-1.5m
TRGIX603IN-TEL-7.5M | IX工业超6类以太网线缆，IX A型/RJ45 公头，双屏蔽高柔性户外级工业CMX阻燃级TPE护套，青，7.5米 | 194.0532 | https://www.l-com.cn/ix-industrial-category-6a-ethernet-cable-ix-a-key-rj45-plug-double-shielded-high-flex-industrial-outdoor-cmx-tpe-jacket-teal-7.5m-trgix603in-tel-7.5m
TRGIX603IN-TEL-5M | IX工业超6类以太网线缆，IX A型/RJ45 公头，双屏蔽高柔性户外级工业CMX阻燃级TPE护套，青，5米 | 151.0133 | https://www.l-com.cn/ix-industrial-category-6a-ethernet-cable-ix-a-key-rj45-plug-double-shielded-high-flex-industrial-outdoor-cmx-tpe-jacket-teal-5m-trgix603in-tel-5m
TRGIX603IN-TEL-50CM | IX工业超6类以太网线缆，IX A型/RJ45 公头，双屏蔽高柔性户外级工业CMX阻燃级TPE护套，青，50厘米 | 84.3601 | https://www.l-com.cn/ix-industrial-category-6a-ethernet-cable-ix-a-key-rj45-plug-double-shielded-high-flex-industrial-outdoor-cmx-tpe-jacket-teal-30m-trgix603in-tel-50m
TRGIX603IN-TEL-3M | IX工业超6类以太网线缆，IX A型/RJ45 公头，双屏蔽高柔性户外级工业CMX阻燃级TPE护套，青，3米 | 115.104 | https://www.l-com.cn/ix-industrial-category-6a-ethernet-cable-ix-a-key-rj45-plug-double-shielded-high-flex-industrial-outdoor-cmx-tpe-jacket-teal-3m-trgix603in-tel-3m
TRGIX603IN-TEL-30CM | IX工业超6类以太网线缆，IX A型/RJ45 公头，双屏蔽高柔性户外级工业CMX阻燃级TPE护套，青，30厘米 | 80.3904 | https://www.l-com.cn/ix-industrial-category-6a-ethernet-cable-ix-a-key-rj45-plug-double-shielded-high-flex-industrial-outdoor-cmx-tpe-jacket-teal-30m-trgix603in-tel-30m
TRGIX603IN-TEL-2M | IX工业超6类以太网线缆，IX A型/RJ45 公头，双屏蔽高柔性户外级工业CMX阻燃级TPE护套，青，2米 | 99.8976 | https://www.l-com.cn/ix-industrial-category-6a-ethernet-cable-ix-a-key-rj45-plug-double-shielded-high-flex-industrial-outdoor-cmx-tpe-jacket-teal-2m-trgix603in-tel-2m
TRGIX603IN-TEL-20CM | IX工业超6类以太网线缆，IX A型/RJ45 公头，双屏蔽高柔性户外级工业CMX阻燃级TPE护套，青，20厘米 | 77.7744 | https://www.l-com.cn/ix-industrial-category-6a-ethernet-cable-ix-a-key-rj45-plug-double-shielded-high-flex-industrial-outdoor-cmx-tpe-jacket-teal-20m-trgix603in-tel-20m
TRGIX603IN-TEL-1M | IX工业超6类以太网线缆，IX A型/RJ45 公头，双屏蔽高柔性户外级工业CMX阻燃级TPE护套，青，1米 | 100.8991 | https://www.l-com.cn/ix-industrial-category-6a-ethernet-cable-ix-a-key-rj45-plug-double-shielded-high-flex-industrial-outdoor-cmx-tpe-jacket-teal-1m-trgix603in-tel-1m
TRGIX603IN-TEL-1.5M | IX工业超6类以太网线缆，IX A型/RJ45 公头，双屏蔽高柔性户外级工业CMX阻燃级TPE护套，青，1.5米 | 102.696 | https://www.l-com.cn/ix-industrial-category-6a-ethernet-cable-ix-a-key-rj45-plug-double-shielded-high-flex-industrial-outdoor-cmx-tpe-jacket-teal-1.5m-trgix603in-tel-1.5m
TRGIX603EC-BLK-7.5M | IX工业超6类以太网线缆，IX A型/RJ45公头，经济型单层蔽，CMR/CMG阻燃级PVC护套，黑，7.5米 | 117.5592 | https://www.l-com.cn/ix-industrial-category-6a-ethernet-cable-ix-a-key-rj45-plug-foil-shielded-economy-cmr-cmg-pvc-jacket-black-7.5m-trgix603ec-blk-7.5m
TRGIX603EC-BLK-5M | IX工业超6类以太网线缆，IX A型/RJ45公头，经济型单层蔽，CMR/CMG阻燃级PVC护套，黑，5米 | 100.2144 | https://www.l-com.cn/ix-industrial-category-6a-ethernet-cable-ix-a-key-rj45-plug-foil-shielded-economy-cmr-cmg-pvc-jacket-black-5m-trgix603ec-blk-5m
TRGIX603EC-BLK-50CM | IX工业超6类以太网线缆，IX A型/RJ45公头，经济型单层蔽，CMR/CMG阻燃级PVC护套，黑，50厘米 | 78.1044 | https://www.l-com.cn/ix-industrial-category-6a-ethernet-cable-ix-a-key-rj45-plug-foil-shielded-economy-cmr-cmg-pvc-jacket-black-50m-trgix603ec-blk-50m
TRGIX603EC-BLK-3M | IX工业超6类以太网线缆，IX A型/RJ45公头，经济型单层蔽，CMR/CMG阻燃级PVC护套，黑，3米 | 84.018 | https://www.l-com.cn/ix-industrial-category-6a-ethernet-cable-ix-a-key-rj45-plug-foil-shielded-economy-cmr-cmg-pvc-jacket-black-3m-trgix603ec-blk-3m
TRGIX603EC-BLK-30CM | IX工业超6类以太网线缆，IX A型/RJ45公头，经济型单层蔽，CMR/CMG阻燃级PVC护套，黑，30厘米 | 81.3594 | https://www.l-com.cn/ix-industrial-category-6a-ethernet-cable-ix-a-key-rj45-plug-foil-shielded-economy-cmr-cmg-pvc-jacket-black-30m-trgix603ec-blk-30m
TRGIX603EC-BLK-2M | IX工业超6类以太网线缆，IX A型/RJ45公头，经济型单层蔽，CMR/CMG阻燃级PVC护套，黑，2米 | 94.0579 | https://www.l-com.cn/ix-industrial-category-6a-ethernet-cable-ix-a-key-rj45-plug-foil-shielded-economy-cmr-cmg-pvc-jacket-black-2m-trgix603ec-blk-2m
TRGIX603EC-BLK-20CM | IX工业超6类以太网线缆，IX A型/RJ45公头，经济型单层蔽，CMR/CMG阻燃级PVC护套，黑，20厘米 | 80.8745 | https://www.l-com.cn/ix-industrial-category-6a-ethernet-cable-ix-a-key-rj45-plug-foil-shielded-economy-cmr-cmg-pvc-jacket-black-20m-trgix603ec-blk-20m
TRGIX603EC-BLK-1M | IX工业超6类以太网线缆，IX A型/RJ45公头，经济型单层蔽，CMR/CMG阻燃级PVC护套，黑，1米 | 70.1078 | https://www.l-com.cn/ix-industrial-category-6a-ethernet-cable-ix-a-key-rj45-plug-foil-shielded-economy-cmr-cmg-pvc-jacket-black-1m-trgix603ec-blk-1m
TRGIX603EC-BLK-1.5M | IX工业超6类以太网线缆，IX A型/RJ45公头，经济型单层蔽，CMR/CMG阻燃级PVC护套，黑，1.5米 | 75.7548 | https://www.l-com.cn/ix-industrial-category-6a-ethernet-cable-ix-a-key-rj45-plug-foil-shielded-economy-cmr-cmg-pvc-jacket-black-1.5m-trgix603ec-blk-1.5m
TRGIX602LZ-BLK-5M | IX工业超6类以太网线缆，IX B型/IX B型，单层蔽，VW-1 CMX阻燃级IEC低烟无卤护套，黑，5米 | 168.2208 | https://www.l-com.cn/ix-industrial-category-6a-serial-cable-ix-b-key-ix-b-key-foil-shielded-vw-1-cmx-iec-low-smoke-zero-halogen-lszh-jacket-black-5m-trgix602lz-blk-5m
TRGIX602LZ-BLK-3M | IX工业超6类以太网线缆，IX B型/IX B型，单层蔽，VW-1 CMX阻燃级IEC低烟无卤护套，黑，3米 | 127.3008 | https://www.l-com.cn/ix-industrial-category-6a-serial-cable-ix-b-key-ix-b-key-foil-shielded-vw-1-cmx-iec-low-smoke-zero-halogen-lszh-jacket-black-3m-trgix602lz-blk-3m
TRGIX602LZ-BLK-30CM | IX工业超6类以太网线缆，IX B型/IX B型，单层蔽，VW-1 CMX阻燃级IEC低烟无卤护套，黑，30厘米 | 108.042 | https://www.l-com.cn/ix-industrial-category-6a-serial-cable-ix-b-key-ix-b-key-foil-shielded-vw-1-cmx-iec-low-smoke-zero-halogen-lszh-jacket-black-30m-trgix602lz-blk-30m
TRGIX602LZ-BLK-2M | IX工业超6类以太网线缆，IX B型/IX B型，单层蔽，VW-1 CMX阻燃级IEC低烟无卤护套，黑，2米 | 118.1506 | https://www.l-com.cn/ix-industrial-category-6a-serial-cable-ix-b-key-ix-b-key-foil-shielded-vw-1-cmx-iec-low-smoke-zero-halogen-lszh-jacket-black-2m-trgix602lz-blk-2m
TRGIX602LZ-BLK-1M | IX工业超6类以太网线缆，IX B型/IX B型，单层蔽，VW-1 CMX阻燃级IEC低烟无卤护套，黑，1米 | 114.7925 | https://www.l-com.cn/ix-industrial-category-6a-serial-cable-ix-b-key-ix-b-key-foil-shielded-vw-1-cmx-iec-low-smoke-zero-halogen-lszh-jacket-black-1m-trgix602lz-blk-1m
TRGIX602IN-TEL-3M | IX工业超6类以太网线缆，IX B型/IX B型，双屏蔽高柔性户外级工业CMX阻燃级TPE护套，青，3米 | 155.4432 | https://www.l-com.cn/ix-industrial-category-6a-serial-cable-ix-b-key-ix-b-key-double-shielded-high-flex-industrial-outdoor-cmx-tpe-jacket-teal-3cm-trgix602in-tel-3cm
TRGIX602IN-TEL-30CM | IX工业超6类以太网线缆，IX B型/IX B型，双屏蔽高柔性户外级工业CMX阻燃级TPE护套，青，30厘米 | 110.3916 | https://www.l-com.cn/ix-industrial-category-6a-serial-cable-ix-b-key-ix-b-key-double-shielded-high-flex-industrial-outdoor-cmx-tpe-jacket-teal-30cm-trgix602in-tel-30cm
TRGIX602IN-TEL-2M | IX工业超6类以太网线缆，IX B型/IX B型，双屏蔽高柔性户外级工业CMX阻燃级TPE护套，青，2米 | 139.6771 | https://www.l-com.cn/ix-industrial-category-6a-serial-cable-ix-b-key-ix-b-key-double-shielded-high-flex-industrial-outdoor-cmx-tpe-jacket-teal-2cm-trgix602in-tel-2cm
TRGIX602IN-TEL-1M | IX工业超6类以太网线缆，IX B型/IX B型，双屏蔽高柔性户外级工业CMX阻燃级TPE护套，青，1米 | 123.75 | https://www.l-com.cn/ix-industrial-category-6a-serial-cable-ix-b-key-ix-b-key-double-shielded-high-flex-industrial-outdoor-cmx-tpe-jacket-teal-1cm-trgix602in-tel-1cm
TRGIX602EC-BLK-5M | IX工业超6类以太网线缆，IX B型/IX B型，经济型单层蔽，CMR/CMG阻燃级PVC护套，黑，5米 | 146.5794 | https://www.l-com.cn/ix-industrial-category-6a-serial-cable-ix-b-key-ix-b-key-foil-shielded-economy-cmr-cmg-pvc-jacket-black-5cm-trgix602ec-blk-5cm
TRGIX602EC-BLK-30CM | IX工业超6类以太网线缆，IX B型/IX B型，经济型单层蔽，CMR/CMG阻燃级PVC护套，黑，30厘米 | 117.8496 | https://www.l-com.cn/ix-industrial-category-6a-serial-cable-ix-b-key-ix-b-key-foil-shielded-economy-cmr-cmg-pvc-jacket-black-30cm-trgix602ec-blk-30cm
TRGIX601LZ-BLK-7.5M | IX工业超6类以太网线缆，IX A型/IX A型，单层蔽，VW-1 CMX阻燃级IEC低烟无卤护套，黑，7.5米 | 164.2344 | https://www.l-com.cn/ix-industrial-category-6a-ethernet-cable-ix-a-key-ix-a-key-foil-shielded-vw-1-cmx-iec-low-smoke-zero-halogen-lszh-jacket-black-7.5m-trgix601lz-blk-7.5m
TRGIX601LZ-BLK-5M | IX工业超6类以太网线缆，IX A型/IX A型，单层蔽，VW-1 CMX阻燃级IEC低烟无卤护套，黑，5米 | 142.0496 | https://www.l-com.cn/ix-industrial-category-6a-ethernet-cable-ix-a-key-ix-a-key-foil-shielded-vw-1-cmx-iec-low-smoke-zero-halogen-lszh-jacket-black-5m-trgix601lz-blk-5m
TRGIX601LZ-BLK-50CM | IX工业超6类以太网线缆，IX A型/IX A型，单层蔽，VW-1 CMX阻燃级IEC低烟无卤护套，黑，50厘米 | 99.7682 | https://www.l-com.cn/ix-industrial-category-6a-ethernet-cable-ix-a-key-ix-a-key-foil-shielded-vw-1-cmx-iec-low-smoke-zero-halogen-lszh-jacket-black-50m-trgix601lz-blk-50m
TRGIX601LZ-BLK-3M | IX工业超6类以太网线缆，IX A型/IX A型，单层蔽，VW-1 CMX阻燃级IEC低烟无卤护套，黑，3米 | 123.7658 | https://www.l-com.cn/ix-industrial-category-6a-ethernet-cable-ix-a-key-ix-a-key-foil-shielded-vw-1-cmx-iec-low-smoke-zero-halogen-lszh-jacket-black-3m-trgix601lz-blk-3m
TRGIX601LZ-BLK-30CM | IX工业超6类以太网线缆，IX A型/IX A型，单层蔽，VW-1 CMX阻燃级IEC低烟无卤护套，黑，30厘米 | 106.7141 | https://www.l-com.cn/ix-industrial-category-6a-ethernet-cable-ix-a-key-ix-a-key-foil-shielded-vw-1-cmx-iec-low-smoke-zero-halogen-lszh-jacket-black-30m-trgix601lz-blk-30m
TRGIX601LZ-BLK-2M | IX工业超6类以太网线缆，IX A型/IX A型，单层蔽，VW-1 CMX阻燃级IEC低烟无卤护套，黑，2米 | 113.1029 | https://www.l-com.cn/ix-industrial-category-6a-ethernet-cable-ix-a-key-ix-a-key-foil-shielded-vw-1-cmx-iec-low-smoke-zero-halogen-lszh-jacket-black-2m-trgix601lz-blk-2m
TRGIX601LZ-BLK-20CM | IX工业超6类以太网线缆，IX A型/IX A型，单层蔽，VW-1 CMX阻燃级IEC低烟无卤护套，黑，20厘米 | 97.1546 | https://www.l-com.cn/ix-industrial-category-6a-ethernet-cable-ix-a-key-ix-a-key-foil-shielded-vw-1-cmx-iec-low-smoke-zero-halogen-lszh-jacket-black-20m-trgix601lz-blk-20m
TRGIX601LZ-BLK-1M | IX工业超6类以太网线缆，IX A型/IX A型，单层蔽，VW-1 CMX阻燃级IEC低烟无卤护套，黑，1米 | 103.2187 | https://www.l-com.cn/ix-industrial-category-6a-ethernet-cable-ix-a-key-ix-a-key-foil-shielded-vw-1-cmx-iec-low-smoke-zero-halogen-lszh-jacket-black-1m-trgix601lz-blk-1m
TRGIX601LZ-BLK-1.5M | IX工业超6类以太网线缆，IX A型/IX A型，单层蔽，VW-1 CMX阻燃级IEC低烟无卤护套，黑，1.5米 | 109.8108 | https://www.l-com.cn/ix-industrial-category-6a-ethernet-cable-ix-a-key-ix-a-key-foil-shielded-vw-1-cmx-iec-low-smoke-zero-halogen-lszh-jacket-black-1.5m-trgix601lz-blk-1.5m
TRGIX601IN-TEL-5M | IX工业超6类以太网线缆，IX A型/IX A型，双屏蔽高柔性户外级工业CMX阻燃级TPE护套，青，5米 | 180.7344 | https://www.l-com.cn/ix-industrial-category-6a-ethernet-cable-ix-a-key-ix-a-key-double-shielded-high-flex-industrial-outdoor-cmx-tpe-jacket-teal-5m-trgix601in-tel-5m
TRGIX601IN-TEL-50CM | IX工业超6类以太网线缆，IX A型/IX A型，双屏蔽高柔性户外级工业CMX阻燃级TPE护套，青，50厘米 | 107.9258 | https://www.l-com.cn/ix-industrial-category-6a-ethernet-cable-ix-a-key-ix-a-key-double-shielded-high-flex-industrial-outdoor-cmx-tpe-jacket-teal-50m-trgix601in-tel-50m
TRGIX601IN-TEL-3M | IX工业超6类以太网线缆，IX A型/IX A型，双屏蔽高柔性户外级工业CMX阻燃级TPE护套，青，3米 | 145.9973 | https://www.l-com.cn/ix-industrial-category-6a-ethernet-cable-ix-a-key-ix-a-key-double-shielded-high-flex-industrial-outdoor-cmx-tpe-jacket-teal-3m-trgix601in-tel-3m
TRGIX601IN-TEL-30CM | IX工业超6类以太网线缆，IX A型/IX A型，双屏蔽高柔性户外级工业CMX阻燃级TPE护套，青，30厘米 | 99.9029 | https://www.l-com.cn/ix-industrial-category-6a-ethernet-cable-ix-a-key-ix-a-key-double-shielded-high-flex-industrial-outdoor-cmx-tpe-jacket-teal-30m-trgix601in-tel-30m
TRGIX601IN-TEL-2M | IX工业超6类以太网线缆，IX A型/IX A型，双屏蔽高柔性户外级工业CMX阻燃级TPE护套，青，2米 | 149.0148 | https://www.l-com.cn/ix-industrial-category-6a-ethernet-cable-ix-a-key-ix-a-key-double-shielded-high-flex-industrial-outdoor-cmx-tpe-jacket-teal-2m-trgix601in-tel-2m
TRGIX601IN-TEL-20CM | IX工业超6类以太网线缆，IX A型/IX A型，双屏蔽高柔性户外级工业CMX阻燃级TPE护套，青，20厘米 | 107.5763 | https://www.l-com.cn/ix-industrial-category-6a-ethernet-cable-ix-a-key-ix-a-key-double-shielded-high-flex-industrial-outdoor-cmx-tpe-jacket-teal-20m-trgix601in-tel-20m
TRGIX601IN-TEL-1M | IX工业超6类以太网线缆，IX A型/IX A型，双屏蔽高柔性户外级工业CMX阻燃级TPE护套，青，1米 | 120.8988 | https://www.l-com.cn/ix-industrial-category-6a-ethernet-cable-ix-a-key-ix-a-key-double-shielded-high-flex-industrial-outdoor-cmx-tpe-jacket-teal-1m-trgix601in-tel-1m
TRGIX601IN-TEL-10M | IX工业超6类以太网线缆，IX A型/IX A型，双屏蔽高柔性户外级工业CMX阻燃级TPE护套，青，10米 | 327.2386 | https://www.l-com.cn/ix-industrial-category-6a-ethernet-cable-ix-a-key-ix-a-key-double-shielded-high-flex-industrial-outdoor-cmx-tpe-jacket-teal-10m-trgix601in-tel-10m
TRGIX601IN-TEL-1.5M | IX工业超6类以太网线缆，IX A型/IX A型，双屏蔽高柔性户外级工业CMX阻燃级TPE护套，青，1.5米 | 125.9874 | https://www.l-com.cn/ix-industrial-category-6a-ethernet-cable-ix-a-key-ix-a-key-double-shielded-high-flex-industrial-outdoor-cmx-tpe-jacket-teal-1.5m-trgix601in-tel-1.5m
TRGIX601EC-BLK-7.5M | IX工业超6类以太网线缆，IX A型/IX A型，经济型单层蔽，CMR/CMG阻燃级PVC护套，黑，7.5米 | 164.5671 | https://www.l-com.cn/ix-industrial-category-6a-ethernet-cable-ix-a-key-ix-a-key-foil-shielded-economy-cmr-cmg-pvc-jacket-black-7.5m-trgix601ec-blk-7.5m
TRGIX601EC-BLK-5M | IX工业超6类以太网线缆，IX A型/IX A型，经济型单层蔽，CMR/CMG阻燃级PVC护套，黑，5米 | 143.7282 | https://www.l-com.cn/ix-industrial-category-6a-ethernet-cable-ix-a-key-ix-a-key-foil-shielded-economy-cmr-cmg-pvc-jacket-black-5m-trgix601ec-blk-5m
TRGIX601EC-BLK-50CM | IX工业超6类以太网线缆，IX A型/IX A型，经济型单层蔽，CMR/CMG阻燃级PVC护套，黑，50厘米 | 101.7918 | https://www.l-com.cn/ix-industrial-category-6a-ethernet-cable-ix-a-key-ix-a-key-foil-shielded-economy-cmr-cmg-pvc-jacket-black-50m-trgix601ec-blk-50m
TRGIX601EC-BLK-3M | IX工业超6类以太网线缆，IX A型/IX A型，经济型单层蔽，CMR/CMG阻燃级PVC护套，黑，3米 | 127.3536 | https://www.l-com.cn/ix-industrial-category-6a-ethernet-cable-ix-a-key-ix-a-key-foil-shielded-economy-cmr-cmg-pvc-jacket-black-3m-trgix601ec-blk-3m
TRGIX601EC-BLK-30CM | IX工业超6类以太网线缆，IX A型/IX A型，经济型单层蔽，CMR/CMG阻燃级PVC护套，黑，30厘米 | 99.0905 | https://www.l-com.cn/ix-industrial-category-6a-ethernet-cable-ix-a-key-ix-a-key-foil-shielded-economy-cmr-cmg-pvc-jacket-black-30m-trgix601ec-blk-30m
TRGIX601EC-BLK-20CM | IX工业超6类以太网线缆，IX A型/IX A型，经济型单层蔽，CMR/CMG阻燃级PVC护套，黑，20厘米 | 95.6384 | https://www.l-com.cn/ix-industrial-category-6a-ethernet-cable-ix-a-key-ix-a-key-foil-shielded-economy-cmr-cmg-pvc-jacket-black-20m-trgix601ec-blk-20m
TRGIX601EC-BLK-1M | IX工业超6类以太网线缆，IX A型/IX A型，经济型单层蔽，CMR/CMG阻燃级PVC护套，黑，1米 | 119.3346 | https://www.l-com.cn/ix-industrial-category-6a-ethernet-cable-ix-a-key-ix-a-key-foil-shielded-economy-cmr-cmg-pvc-jacket-black-1m-trgix601ec-blk-1m
TRGIX601EC-BLK-10M | IX工业超6类以太网线缆，IX A型/IX A型，经济型单层蔽，CMR/CMG阻燃级PVC护套，黑，10米 | 166.056 | https://www.l-com.cn/ix-industrial-category-6a-ethernet-cable-ix-a-key-ix-a-key-foil-shielded-economy-cmr-cmg-pvc-jacket-black-10m-trgix601ec-blk-10m
TRGIX601EC-BLK-1.5M | IX工业超6类以太网线缆，IX A型/IX A型，经济型单层蔽，CMR/CMG阻燃级PVC护套，黑，1.5米 | 119.7504 | https://www.l-com.cn/ix-industrial-category-6a-ethernet-cable-ix-a-key-ix-a-key-foil-shielded-economy-cmr-cmg-pvc-jacket-black-1.5m-trgix601ec-blk-1.5m
TRG865-P6B-2M | IP67防护等级8针A编码F/UTP屏蔽工业户外级双绞线M12线缆，M12母头/RJ45公头，FT2阻燃等级TPU护套，黑，2米 | 242 | https://www.l-com.cn/ip67-m12-8-position-a-code-shielded-f-utp-twisted-pair-industrial-outdoor-cable-assembly-m12-f-rj45-m-ft2-tpu-black-2m-trg865-p6b-2m
TRG864-P6B-5M | IP67防护等级8针A编码F/UTP屏蔽工业户外级双绞线M12线缆，M12公头/RJ45公头，FT2阻燃等级TPU护套，黑，5米 | 168.43 | https://www.l-com.cn/ip67-m12-8-position-a-code-shielded-f-utp-twisted-pair-industrial-outdoor-cable-assembly-m12-m-rj45-m-ft2-tpu-black-5m-trg864-p6b-5m
TRG864-P6B-3M | IP67防护等级8针A编码F/UTP屏蔽工业户外级双绞线M12线缆，M12公头/RJ45公头，FT2阻燃等级TPU护套，黑，3米 | 81.56 | https://www.l-com.cn/ip67-m12-8-position-a-code-shielded-f-utp-twisted-pair-industrial-outdoor-cable-assembly-m12-m-rj45-m-ft2-tpu-black-3m-trg864-p6b-3m
TRG864-P6B-2M | IP67防护等级8针A编码F/UTP屏蔽工业户外级双绞线M12线缆，M12公头/RJ45公头，FT2阻燃等级TPU护套，黑，2米 | 239 | https://www.l-com.cn/ip67-m12-8-position-a-code-shielded-f-utp-twisted-pair-industrial-outdoor-cable-assembly-m12-m-rj45-m-ft2-tpu-black-2m-trg864-p6b-2m
TRG864-P6B-05M | IP67防护等级8针A编码F/UTP屏蔽工业户外级双绞线M12线缆，M12公头/RJ45公头，FT2阻燃等级TPU护套，黑，0.5米 | 110.05 | https://www.l-com.cn/ip67-m12-8-position-a-code-shielded-f-utp-twisted-pair-industrial-outdoor-cable-assembly-m12-m-rj45-m-ft2-tpu-black-0.5m-trg864-p6b-05m
TRG861-P6B-5M | IP67防护等级8针A编码F/UTP屏蔽工业户外级双绞线M12线缆，M12公头/M12公头，FT2阻燃等级TPU护套，黑，5米 | 117.76 | https://www.l-com.cn/ip67-m12-8-position-a-code-shielded-f-utp-twisted-pair-industrial-outdoor-cable-assembly-m12-m-m12-m-ft2-tpu-black-5m-trg861-p6b-5m
TRG861-P6B-3M | IP67防护等级8针A编码F/UTP屏蔽工业户外级双绞线M12线缆，M12公头/M12公头，FT2阻燃等级TPU护套，黑，3米 | 104.51 | https://www.l-com.cn/ip67-m12-8-position-a-code-shielded-f-utp-twisted-pair-industrial-outdoor-cable-assembly-m12-m-m12-m-ft2-tpu-black-3m-trg861-p6b-3m
TRG861-P6B-05M | IP67防护等级8针A编码F/UTP屏蔽工业户外级双绞线M12线缆，M12公头/M12公头，FT2阻燃等级TPU护套，黑，0.5米 | 87.61 | https://www.l-com.cn/ip67-m12-8-position-a-code-shielded-f-utp-twisted-pair-industrial-outdoor-cable-assembly-m12-m-m12-m-ft2-tpu-black-0.5m-trg861-p6b-05m
TRG695RG5-5M | IP68加固型6类线缆，插座/标准RJ45，化学镀镍饰面，24AWG多股，CM/CMX阻燃等级FR-TPE护套，黑，带防尘帽，5.0米 | 692.9428 | https://www.l-com.cn/ip68-ruggedized-cat6-cable-jack-rj45-e-nickel-finish-24awg-str-cm-cmx-fr-tpe-blk-dust-caps-5.0m-trg695rg5-5m
TRG695RG5-3M | IP68加固型6类线缆，插座/标准RJ45，化学镀镍饰面，24AWG多股，CM/CMX阻燃等级FR-TPE护套，黑，带防尘帽，3.0米 | 679.975 | https://www.l-com.cn/ip68-ruggedized-cat6-cable-jack-rj45-e-nickel-finish-24awg-str-cm-cmx-fr-tpe-blk-dust-caps-3.0m-trg695rg5-3m
TRG695RG5-2M | IP68加固型6类线缆，插座/标准RJ45，化学镀镍饰面，24AWG多股，CM/CMX阻燃等级FR-TPE护套，黑，带防尘帽，2.0米 | 657.1026 | https://www.l-com.cn/ip68-ruggedized-cat6-cable-jack-rj45-e-nickel-finish-24awg-str-cm-cmx-fr-tpe-blk-dust-caps-2.0m-trg695rg5-2m
TRG695RG5-1M | IP68加固型6类线缆，插座/标准RJ45，化学镀镍饰面，24AWG多股，CM/CMX阻燃等级FR-TPE护套，黑，带防尘帽，1.0米 | 610.1568 | https://www.l-com.cn/ip68-ruggedized-cat6-cable-jack-rj45-e-nickel-finish-24awg-str-cm-cmx-fr-tpe-blk-dust-caps-1.0m-trg695rg5-1m
TRG695RG5-10M | IP68加固型6类线缆，插座/标准RJ45，化学镀镍饰面，24AWG多股，CM/CMX阻燃等级FR-TPE护套，黑，带防尘帽，10.0米 | 798.0079 | https://www.l-com.cn/ip68-ruggedized-cat6-cable-jack-rj45-e-nickel-finish-24awg-str-cm-cmx-fr-tpe-blk-dust-caps-10.0m-trg695rg5-10m
TRG695RG5-05M | IP68加固型6类线缆，插座/标准RJ45，化学镀镍饰面，24AWG多股，CM/CMX阻燃等级FR-TPE护套，黑，带防尘帽，0.5米 | 598.4154 | https://www.l-com.cn/ip68-ruggedized-cat6-cable-jack-rj45-e-nickel-finish-24awg-str-cm-cmx-fr-tpe-blk-dust-caps-0.5m-trg695rg5-05m
TRG695RG4-5M | IP68加固型6类线缆，插头/标准RJ45，化学镀镍饰面，24AWG多股，CM/CMX阻燃等级FR-TPE护套，黑，带防尘帽，5.0米 | 561.7359 | https://www.l-com.cn/ip68-ruggedized-cat6-cable-plug-rj45-e-nickel-finish-24awg-str-cm-cmx-fr-tpe-blk-dust-caps-5.0m-trg695rg4-5m
TRG695RG4-3M | IP68加固型6类线缆，插头/标准RJ45，化学镀镍饰面，24AWG多股，CM/CMX阻燃等级FR-TPE护套，黑，带防尘帽，3.0米 | 519.1085 | https://www.l-com.cn/ip68-ruggedized-cat6-cable-plug-rj45-e-nickel-finish-24awg-str-cm-cmx-fr-tpe-blk-dust-caps-3.0m-trg695rg4-3m
TRG695RG4-2M | IP68加固型6类线缆，插头/标准RJ45，化学镀镍饰面，24AWG多股，CM/CMX阻燃等级FR-TPE护套，黑，带防尘帽，2.0米 | 498.7145 | https://www.l-com.cn/ip68-ruggedized-cat6-cable-plug-rj45-e-nickel-finish-24awg-str-cm-cmx-fr-tpe-blk-dust-caps-2.0m-trg695rg4-2m
TRG695RG4-1M | IP68加固型6类线缆，插头/标准RJ45，化学镀镍饰面，24AWG多股，CM/CMX阻燃等级FR-TPE护套，黑，带防尘帽，1.0米 | 477.6696 | https://www.l-com.cn/ip68-ruggedized-cat6-cable-plug-rj45-e-nickel-finish-24awg-str-cm-cmx-fr-tpe-blk-dust-caps-1.0m-trg695rg4-1m
TRG695RG4-10M | IP68加固型6类线缆，插头/标准RJ45，化学镀镍饰面，24AWG多股，CM/CMX阻燃等级FR-TPE护套，黑，带防尘帽，10.0米 | 808.1568 | https://www.l-com.cn/ip68-ruggedized-cat6-cable-plug-rj45-e-nickel-finish-24awg-str-cm-cmx-fr-tpe-blk-dust-caps-10.0m-trg695rg4-10m
TRG695RG4-05M | IP68加固型6类线缆，插头/标准RJ45，化学镀镍饰面，24AWG多股，CM/CMX阻燃等级FR-TPE护套，黑，带防尘帽，0.5米 | 468.7144 | https://www.l-com.cn/ip68-ruggedized-cat6-cable-plug-rj45-e-nickel-finish-24awg-str-cm-cmx-fr-tpe-blk-dust-caps-0.5m-trg695rg4-05m
TRG695RG3-5M | IP68加固型6类线缆，插头/插座，化学镀镍饰面，24AWG多股，CM/CMX阻燃等级FR-TPE护套，黑，带防尘帽，5.0米 | 1099.7712 | https://www.l-com.cn/ip68-ruggedized-cat6-cable-plug-jack-e-nickel-finish-24awg-str-cm-cmx-fr-tpe-blk-dust-caps-5.0m-trg695rg3-5m
TRG695RG3-3M | IP68加固型6类线缆，插头/插座，化学镀镍饰面，24AWG多股，CM/CMX阻燃等级FR-TPE护套，黑，带防尘帽，3.0米 | 1061.4516 | https://www.l-com.cn/ip68-ruggedized-cat6-cable-plug-jack-e-nickel-finish-24awg-str-cm-cmx-fr-tpe-blk-dust-caps-3.0m-trg695rg3-3m
TRG695RG3-2M | IP68加固型6类线缆，插头/插座，化学镀镍饰面，24AWG多股，CM/CMX阻燃等级FR-TPE护套，黑，带防尘帽，2.0米 | 1109.856 | https://www.l-com.cn/ip68-ruggedized-cat6-cable-plug-jack-e-nickel-finish-24awg-str-cm-cmx-fr-tpe-blk-dust-caps-2.0m-trg695rg3-2m
TRG695RG3-1M | IP68加固型6类线缆，插头/插座，化学镀镍饰面，24AWG多股，CM/CMX阻燃等级FR-TPE护套，黑，带防尘帽，1.0米 | 1017.4956 | https://www.l-com.cn/ip68-ruggedized-cat6-cable-plug-jack-e-nickel-finish-24awg-str-cm-cmx-fr-tpe-blk-dust-caps-1.0m-trg695rg3-1m
TRG695RG3-10M | IP68加固型6类线缆，插头/插座，化学镀镍饰面，24AWG多股，CM/CMX阻燃等级FR-TPE护套，黑，带防尘帽，10.0米 | 1200.5928 | https://www.l-com.cn/ip68-ruggedized-cat6-cable-plug-jack-e-nickel-finish-24awg-str-cm-cmx-fr-tpe-blk-dust-caps-10.0m-trg695rg3-10m
TRG695RG3-05M | IP68加固型6类线缆，插头/插座，化学镀镍饰面，24AWG多股，CM/CMX阻燃等级FR-TPE护套，黑，带防尘帽，0.5米 | 1008.1063 | https://www.l-com.cn/ip68-ruggedized-cat6-cable-plug-jack-e-nickel-finish-24awg-str-cm-cmx-fr-tpe-blk-dust-caps-0.5m-trg695rg3-05m
TRG695RG2-5M | IP68加固型6类线缆，插座/插座，化学镀镍饰面，24AWG多股，CM/CMX阻燃等级FR-TPE护套，黑，带防尘帽，5.0米 | 1232.3459 | https://www.l-com.cn/ip68-ruggedized-cat6-cable-jack-jack-e-nickel-finish-24awg-str-cm-cmx-fr-tpe-blk-dust-caps-5.0m-trg695rg2-5m
TRG695RG2-3M | IP68加固型6类线缆，插座/插座，化学镀镍饰面，24AWG多股，CM/CMX阻燃等级FR-TPE护套，黑，带防尘帽，3.0米 | 1190.2902 | https://www.l-com.cn/ip68-ruggedized-cat6-cable-jack-jack-e-nickel-finish-24awg-str-cm-cmx-fr-tpe-blk-dust-caps-3.0m-trg695rg2-3m
TRG695RG2-2M | IP68加固型6类线缆，插座/插座，化学镀镍饰面，24AWG多股，CM/CMX阻燃等级FR-TPE护套，黑，带防尘帽，2.0米 | 1190.2968 | https://www.l-com.cn/ip68-ruggedized-cat6-cable-jack-jack-e-nickel-finish-24awg-str-cm-cmx-fr-tpe-blk-dust-caps-2.0m-trg695rg2-2m
TRG695RG2-1M | IP68加固型6类线缆，插座/插座，化学镀镍饰面，24AWG多股，CM/CMX阻燃等级FR-TPE护套，黑，带防尘帽，1.0米 | 1150.3467 | https://www.l-com.cn/ip68-ruggedized-cat6-cable-jack-jack-e-nickel-finish-24awg-str-cm-cmx-fr-tpe-blk-dust-caps-1.0m-trg695rg2-1m
TRG695RG2-10M | IP68加固型6类线缆，插座/插座，化学镀镍饰面，24AWG多股，CM/CMX阻燃等级FR-TPE护套，黑，带防尘帽，10.0米 | 1333.9062 | https://www.l-com.cn/ip68-ruggedized-cat6-cable-jack-jack-e-nickel-finish-24awg-str-cm-cmx-fr-tpe-blk-dust-caps-10.0m-trg695rg2-10m
TRG695RG2-05M | IP68加固型6类线缆，插座/插座，化学镀镍饰面，24AWG多股，CM/CMX阻燃等级FR-TPE护套，黑，带防尘帽，0.5米 | 1141.6196 | https://www.l-com.cn/ip68-ruggedized-cat6-cable-jack-jack-e-nickel-finish-24awg-str-cm-cmx-fr-tpe-blk-dust-caps-0.5m-trg695rg2-05m
TRG695RG1-5M | IP68加固型6类线缆，插头/插头，化学镀镍饰面，24AWG多股，CM/CMX阻燃等级FR-TPE护套，黑，带防尘帽，5.0米 | 1152.4656 | https://www.l-com.cn/ip68-ruggedized-cat6-cable-plug-plug-e-nickel-finish-24awg-str-cm-cmx-fr-tpe-blk-dust-caps-5.0m-trg695rg1-5m
TRG695RG1-3M | IP68加固型6类线缆，插头/插头，化学镀镍饰面，24AWG多股，CM/CMX阻燃等级FR-TPE护套，黑，带防尘帽，3.0米 | 923.2714 | https://www.l-com.cn/ip68-ruggedized-cat6-cable-plug-plug-e-nickel-finish-24awg-str-cm-cmx-fr-tpe-blk-dust-caps-3.0m-trg695rg1-3m
TRG695RG1-2M | IP68加固型6类线缆，插头/插头，化学镀镍饰面，24AWG多股，CM/CMX阻燃等级FR-TPE护套，黑，带防尘帽，2.0米 | 923.4324 | https://www.l-com.cn/ip68-ruggedized-cat6-cable-plug-plug-e-nickel-finish-24awg-str-cm-cmx-fr-tpe-blk-dust-caps-2.0m-trg695rg1-2m
TRG695RG1-1M | IP68加固型6类线缆，插头/插头，化学镀镍饰面，24AWG多股，CM/CMX阻燃等级FR-TPE护套，黑，带防尘帽，1.0米 | 900.7416 | https://www.l-com.cn/ip68-ruggedized-cat6-cable-plug-plug-e-nickel-finish-24awg-str-cm-cmx-fr-tpe-blk-dust-caps-1.0m-trg695rg1-1m
TRG695RG1-10M | IP68加固型6类线缆，插头/插头，化学镀镍饰面，24AWG多股，CM/CMX阻燃等级FR-TPE护套，黑，带防尘帽，10.0米 | 1217.7 | https://www.l-com.cn/ip68-ruggedized-cat6-cable-plug-plug-e-nickel-finish-24awg-str-cm-cmx-fr-tpe-blk-dust-caps-10.0m-trg695rg1-10m
TRG695RG1-05M | IP68加固型6类线缆，插头/插头，化学镀镍饰面，24AWG多股，CM/CMX阻燃等级FR-TPE护套，黑，带防尘帽，0.5米 | 872.7378 | https://www.l-com.cn/ip68-ruggedized-cat6-cable-plug-plug-e-nickel-finish-24awg-str-cm-cmx-fr-tpe-blk-dust-caps-0.5m-trg695rg1-05m
TRG626-T6T-15M | 超6类10G级IP67防护等级8针X编码SF/UTP双屏蔽工业户外级高柔性M12线缆，面板安装型M12母头/M12公头，CMX阻燃等级TPE护套，青，15米 | 443.36 | https://www.l-com.cn/category-6a-10g-m12-ip67-8-position-x-code-double-shielded-sf-utp-industrial-outdoor-high-flex-cable-m12-m-m12-pmf-cmx-tpe-teal-15m-trg626-t6t-15m
TRG613-T6T-5M | 超6类10G级IP67防护等级8针X编码SF/UTP双屏蔽工业户外级高柔性M12线缆，90°直角型M12公头/RJ45公头，CMX阻燃等级TPE护套，青，5米 | 264.082 | https://www.l-com.cn/category-6a-10g-m12-ip67-8-position-x-code-double-shielded-sf-utp-industrial-outdoor-high-flex-cable-m12-ram-rj45-m-cmx-tpe-teal-5m-trg613-t6t-5m
TRG613-T6T-3M | 超6类10G级IP67防护等级8针X编码SF/UTP双屏蔽工业户外级高柔性M12线缆，90°直角型M12公头/RJ45公头，CMX阻燃等级TPE护套，青，3米 | 166.51 | https://www.l-com.cn/category-6a-10g-m12-ip67-8-position-x-code-double-shielded-sf-utp-industrial-outdoor-high-flex-cable-m12-ram-rj45-m-cmx-tpe-teal-3m-trg613-t6t-3m
TRG613-T6T-2M | 超6类10G级IP67防护等级8针X编码SF/UTP双屏蔽工业户外级高柔性M12线缆，90°直角型M12公头/RJ45公头，CMX阻燃等级TPE护套，青，2米 | 190.866 | https://www.l-com.cn/category-6a-10g-m12-ip67-8-position-x-code-double-shielded-sf-utp-industrial-outdoor-high-flex-cable-m12-ram-rj45-m-cmx-tpe-teal-2m-trg613-t6t-2m
TRG613-T6T-1M | 超6类10G级IP67防护等级8针X编码SF/UTP双屏蔽工业户外级高柔性M12线缆，90°直角型M12公头/RJ45公头，CMX阻燃等级TPE护套，青，1米 | 127.84 | https://www.l-com.cn/category-6a-10g-m12-ip67-8-position-x-code-double-shielded-sf-utp-industrial-outdoor-high-flex-cable-m12-ram-rj45-m-cmx-tpe-teal-1m-trg613-t6t-1m
TRG613-T6T-15M | 超6类10G级IP67防护等级8针X编码SF/UTP双屏蔽工业户外级高柔性M12线缆，90°直角型M12公头/RJ45公头，CMX阻燃等级TPE护套，青，15米 | 388.69 | https://www.l-com.cn/category-6a-10g-m12-ip67-8-position-x-code-double-shielded-sf-utp-industrial-outdoor-high-flex-cable-m12-ram-rj45-m-cmx-tpe-teal-15m-trg613-t6t-15m
TRG613-T6T-10M | 超6类10G级IP67防护等级8针X编码SF/UTP双屏蔽工业户外级高柔性M12线缆，90°直角型M12公头/RJ45公头，CMX阻燃等级TPE护套，青，10米 | 296.94 | https://www.l-com.cn/category-6a-10g-m12-ip67-8-position-x-code-double-shielded-sf-utp-industrial-outdoor-high-flex-cable-m12-ram-rj45-m-cmx-tpe-teal-10m-trg613-t6t-10m
TRG613-T6T-05M | 超6类10G级IP67防护等级8针X编码SF/UTP双屏蔽工业户外级高柔性M12线缆，90°直角型M12公头/RJ45公头，CMX阻燃等级TPE护套，青，0.5米 | 118.64 | https://www.l-com.cn/category-6a-10g-m12-ip67-8-position-x-code-double-shielded-sf-utp-industrial-outdoor-high-flex-cable-m12-ram-rj45-m-cmx-tpe-teal-0.5m-trg613-t6t-05m
TRG612-T6T-5M | 超6类10G级IP67防护等级8针X编码SF/UTP双屏蔽工业户外级高柔性M12线缆，90°直角型M12公头/M12公头，CMX阻燃等级TPE护套，青，5米 | 368.719 | https://www.l-com.cn/category-6a-10g-m12-ip67-8-position-x-code-double-shielded-sf-utp-industrial-outdoor-high-flex-cable-m12-ram-m12-m-cmx-tpe-teal-5m-trg612-t6t-5m
TRG612-T6T-3M | 超6类10G级IP67防护等级8针X编码SF/UTP双屏蔽工业户外级高柔性M12线缆，90°直角型M12公头/M12公头，CMX阻燃等级TPE护套，青，3米 | 321.087 | https://www.l-com.cn/category-6a-10g-m12-ip67-8-position-x-code-double-shielded-sf-utp-industrial-outdoor-high-flex-cable-m12-ram-m12-m-cmx-tpe-teal-3m-trg612-t6t-3m
TRG612-T6T-2M | 超6类10G级IP67防护等级8针X编码SF/UTP双屏蔽工业户外级高柔性M12线缆，90°直角型M12公头/M12公头，CMX阻燃等级TPE护套，青，2米 | 298.389 | https://www.l-com.cn/category-6a-10g-m12-ip67-8-position-x-code-double-shielded-sf-utp-industrial-outdoor-high-flex-cable-m12-ram-m12-m-cmx-tpe-teal-2m-trg612-t6t-2m
TRG612-T6T-1M | 超6类10G级IP67防护等级8针X编码SF/UTP双屏蔽工业户外级高柔性M12线缆，90°直角型M12公头/M12公头，CMX阻燃等级TPE护套，青，1米 | 210.56 | https://www.l-com.cn/category-6a-10g-m12-ip67-8-position-x-code-double-shielded-sf-utp-industrial-outdoor-high-flex-cable-m12-ram-m12-m-cmx-tpe-teal-1m-trg612-t6t-1m
TRG612-T6T-15M | 超6类10G级IP67防护等级8针X编码SF/UTP双屏蔽工业户外级高柔性M12线缆，90°直角型M12公头/M12公头，CMX阻燃等级TPE护套，青，15米 | 469.17 | https://www.l-com.cn/category-6a-10g-m12-ip67-8-position-x-code-double-shielded-sf-utp-industrial-outdoor-high-flex-cable-m12-ram-m12-m-cmx-tpe-teal-15m-trg612-t6t-15m
TRG612-T6T-10M | 超6类10G级IP67防护等级8针X编码SF/UTP双屏蔽工业户外级高柔性M12线缆，90°直角型M12公头/M12公头，CMX阻燃等级TPE护套，青，10米 | 377.43 | https://www.l-com.cn/category-6a-10g-m12-ip67-8-position-x-code-double-shielded-sf-utp-industrial-outdoor-high-flex-cable-m12-ram-m12-m-cmx-tpe-teal-10m-trg612-t6t-10m
TRG612-T6T-05M | 超6类10G级IP67防护等级8针X编码SF/UTP双屏蔽工业户外级高柔性M12线缆，90°直角型M12公头/M12公头，CMX阻燃等级TPE护套，青，0.5米 | 261.755 | https://www.l-com.cn/category-6a-10g-m12-ip67-8-position-x-code-double-shielded-sf-utp-industrial-outdoor-high-flex-cable-m12-ram-m12-m-cmx-tpe-teal-0.5m-trg612-t6t-05m
TRG611-T6T-15M | 超6类10G级IP67防护等级8针X编码SF/UTP双屏蔽工业户外级高柔性M12线缆，面板安装型M12母头/RJ45公头，CMX阻燃等级TPE护套，青，15米 | 372.6 | https://www.l-com.cn/category-6a-10g-m12-ip67-8-position-x-code-double-shielded-sf-utp-industrial-outdoor-high-flex-cable-m12-pmf-rj45-m-cmx-tpe-teal-15m-trg611-t6t-15m
TRG610-T6T-15M | 超6类10G级IP67防护等级8针X编码SF/UTP双屏蔽工业户外级高柔性M12线缆，M12公头/RJ45公头，CMX阻燃等级TPE护套，青，15米 | 569.835 | https://www.l-com.cn/category-6a-10g-m12-ip67-8-position-x-code-double-shielded-sf-utp-industrial-outdoor-high-flex-cable-m12-m-rj45-m-cmx-tpe-teal-15m-trg610-t6t-15m
TRG610-T6T-05M | 超6类10G级IP67防护等级8针X编码SF/UTP双屏蔽工业户外级高柔性M12线缆，M12公头/RJ45公头，CMX阻燃等级TPE护套，青，0.5米 | 148.915 | https://www.l-com.cn/category-6a-10g-m12-ip67-8-position-x-code-double-shielded-sf-utp-industrial-outdoor-high-flex-cable-m12-m-rj45-m-cmx-tpe-teal-0.5m-trg610-t6t-05m
TRG609-T6T-5M | 超6类10G级IP67防护等级8针X编码SF/UTP双屏蔽工业户外级高柔性M12线缆，M12母头/M12母头，CMX阻燃等级TPE护套，青，5米 | 307.32 | https://www.l-com.cn/category-6a-10g-m12-ip67-8-position-x-code-double-shielded-sf-utp-industrial-outdoor-high-flex-cable-m12-f-m12-f-cmx-tpe-teal-5m-trg609-t6t-5m
TRD855SZ-75 | 超5类屏蔽低烟无卤线缆，RJ45插头/公头，75英尺（22.9米） | 105.97 | https://www.l-com.cn/ethernet-shielded-cat-5e-low-smoke-zero-halogen-cable-rj45-m-m-750-ft
TRG609-T6T-3M | 超6类10G级IP67防护等级8针X编码SF/UTP双屏蔽工业户外级高柔性M12线缆，M12母头/M12母头，CMX阻燃等级TPE护套，青，3米 | 270.69 | https://www.l-com.cn/category-6a-10g-m12-ip67-8-position-x-code-double-shielded-sf-utp-industrial-outdoor-high-flex-cable-m12-f-m12-f-cmx-tpe-teal-3m-trg609-t6t-3m
TRG609-T6T-05M | 超6类10G级IP67防护等级8针X编码SF/UTP双屏蔽工业户外级高柔性M12线缆，M12母头/M12母头，CMX阻燃等级TPE护套，青，0.5米 | 293.527 | https://www.l-com.cn/category-6a-10g-m12-ip67-8-position-x-code-double-shielded-sf-utp-industrial-outdoor-high-flex-cable-m12-f-m12-f-cmx-tpe-teal-0.5m-trg609-t6t-05m
TRG608-T6T-15M | 超6类10G级IP67防护等级8针X编码SF/UTP双屏蔽工业户外级高柔性M12线缆，M12公头/M12母头，CMX阻燃等级TPE护套，青，15米 | 615.225 | https://www.l-com.cn/category-6a-10g-m12-ip67-8-position-x-code-double-shielded-sf-utp-industrial-outdoor-high-flex-cable-m12-m-m12-f-cmx-tpe-teal-15m-trg608-t6t-15m
TRG608-T6T-05M | 超6类10G级IP67防护等级8针X编码SF/UTP双屏蔽工业户外级高柔性M12线缆，M12公头/M12母头，CMX阻燃等级TPE护套，青，0.5米 | 207.25 | https://www.l-com.cn/category-6a-10g-m12-ip67-8-position-x-code-double-shielded-sf-utp-industrial-outdoor-high-flex-cable-m12-m-m12-f-cmx-tpe-teal-0.5m-trg608-t6t-05m
TRG607-T6T-15M | 超6类10G级IP67防护等级8针X编码SF/UTP双屏蔽工业户外级高柔性M12线缆，M12公头/M12公头，CMX阻燃等级TPE护套，青，15米 | 462.55 | https://www.l-com.cn/category-6a-10g-m12-ip67-8-position-x-code-double-shielded-sf-utp-industrial-outdoor-high-flex-cable-m12-m-m12-m-cmx-tpe-teal-15m-trg607-t6t-15m
TRG607-T6T-05M | 超6类10G级IP67防护等级8针X编码SF/UTP双屏蔽工业户外级高柔性M12线缆，M12公头/M12公头，CMX阻燃等级TPE护套，青，0.5米 | 256.386 | https://www.l-com.cn/category-6a-10g-m12-ip67-8-position-x-code-double-shielded-sf-utp-industrial-outdoor-high-flex-cable-m12-m-m12-m-cmx-tpe-teal-0.5m-trg607-t6t-05m
TRG506-T4T-15M | 超5类IP68防护等级4针D编码SF/UTP双屏蔽工业户外级高柔性M12线缆，M12母头/RJ45公头，CMX阻燃等级TPE护套，青，15米 | 263.76 | https://www.l-com.cn/category-5e-m12-ip68-4-position-d-code-double-shielded-sf-utp-industrial-outdoor-high-flex-cable-m12-f-rj45-m-cmx-tpe-teal-15m-trg506-t4t-15m
TRG506-T4T-05M | 超5类IP68防护等级4针D编码SF/UTP双屏蔽工业户外级高柔性M12线缆，M12母头/RJ45公头，CMX阻燃等级TPE护套，青，0.5米 | 70.967 | https://www.l-com.cn/category-5e-m12-ip68-4-position-d-code-double-shielded-sf-utp-industrial-outdoor-high-flex-cable-m12-f-rj45-m-cmx-tpe-teal-0.5m-trg506-t4t-05m
TRG504-T4T-05M | 超5类IP68防护等级4针D编码SF/UTP双屏蔽工业户外级高柔性M12线缆，M12公头/RJ45公头，CMX阻燃等级TPE护套，青，0.5米 | 53.41 | https://www.l-com.cn/category-5e-m12-ip68-4-position-d-code-double-shielded-sf-utp-industrial-outdoor-high-flex-cable-m12-m-rj45-m-cmx-tpe-teal-0.5m-trg504-t4t-05m
TRG503-T4T-5M | 超5类IP68防护等级4针D编码SF/UTP双屏蔽工业户外级高柔性M12线缆，M12母头/M12母头，CMX阻燃等级TPE护套，青，5米 | 146.92 | https://www.l-com.cn/category-5e-m12-ip68-4-position-d-code-double-shielded-sf-utp-industrial-outdoor-high-flex-cable-m12-f-m12-f-cmx-tpe-teal-5m-trg503-t4t-5m
TRG503-T4T-3M | 超5类IP68防护等级4针D编码SF/UTP双屏蔽工业户外级高柔性M12线缆，M12母头/M12母头，CMX阻燃等级TPE护套，青，3米 | 152.1 | https://www.l-com.cn/category-5e-m12-ip68-4-position-d-code-double-shielded-sf-utp-industrial-outdoor-high-flex-cable-m12-f-m12-f-cmx-tpe-teal-3m-trg503-t4t-3m
TRG503-T4T-05M | 超5类IP68防护等级4针D编码SF/UTP双屏蔽工业户外级高柔性M12线缆，M12母头/M12母头，CMX阻燃等级TPE护套，青，0.5米 | 80.82 | https://www.l-com.cn/category-5e-m12-ip68-4-position-d-code-double-shielded-sf-utp-industrial-outdoor-high-flex-cable-m12-f-m12-f-cmx-tpe-teal-0.5m-trg503-t4t-05m
TRG502-T4T-15M | 超5类IP68防护等级4针D编码SF/UTP双屏蔽工业户外级高柔性M12线缆，M12公头/M12母头，CMX阻燃等级TPE护套，青，15米 | 367.835 | https://www.l-com.cn/category-5e-m12-ip68-4-position-d-code-double-shielded-sf-utp-industrial-outdoor-high-flex-cable-m12-m-m12-f-cmx-tpe-teal-15m-trg502-t4t-15m
TRG501-T4T-15M | 超5类IP68防护等级4针D编码SF/UTP双屏蔽工业户外级高柔性M12线缆，M12公头/M12公头，CMX阻燃等级TPE护套，青，15米 | 277.8 | https://www.l-com.cn/category-5e-m12-ip68-4-position-d-code-double-shielded-sf-utp-industrial-outdoor-high-flex-cable-m12-m-m12-m-cmx-tpe-teal-15m-trg501-t4t-15m
TRDC6EXTSF-5 | 6类屏蔽式网络延长线缆，带安装法兰，5.0ft/1.5m | 47.3 | https://www.l-com.cn/ethernet-category-6-shielded-network-extension-cable-with-mounting-flange-50ft
TRDC5EXTS-10 | 超5类屏蔽式网络延长线缆，10.0ft/3.0m | 27.02 | https://www.l-com.cn/ethernet-category-5e-shielded-network-extension-cable-100ft
TRD855SCRBLK-75 | 超5类屏蔽EIA568标准跳线，RJ45/RJ45，黑，75英尺（22.9米） | 61.7473 | https://www.l-com.cn/ethernet-shielded-cat-5e-eia568-patch-cable-rj45-rj45-black-750-ft
TRD855SCRBLK-50 | 超5类屏蔽EIA568标准跳线，RJ45/RJ45，黑，50英尺（15.2米） | 49.31 | https://www.l-com.cn/ethernet-shielded-cat-5e-eia568-patch-cable-rj45-rj45-black-500-ft
TRD855FLAT-WHT-10 | Category 5E Flat Patch Cable, RJ45 / RJ45, White, 10.0 ft | 24.61 | https://www.l-com.cn/ethernet-category-5e-flat-patch-cable-rj45-rj45-white-100-ft
TRD828-BLU-7F | 8类25~40G级细型以太网线缆，F/FTP（各对双绞线单独屏蔽后外加整体铝箔屏蔽层），RJ45公头（插头），28AWG实心，CM阻燃级PVC，蓝，7英尺（2.13米） | 11.355 | https://www.l-com.cn/category-8-25-40gig-slim-ethernet-cable-f-ftp-overall-foil-individually-shielded-pairs-rj45-male-plug-28awgstr-cm-pvc-blk-7f-trd828-blu-7f
TRD828-BLU-5F | 8类25~40G级细型以太网线缆，F/FTP（各对双绞线单独屏蔽后外加整体铝箔屏蔽层），RJ45公头（插头），28AWG实心，CM阻燃级PVC，蓝，5英尺（1.52米） | 9.92 | https://www.l-com.cn/category-8-25-40gig-slim-ethernet-cable-f-ftp-overall-foil-individually-shielded-pairs-rj45-male-plug-28awgstr-cm-pvc-blk-5f-trd828-blu-5f
TRD828-BLU-3F | 8类25~40G级细型以太网线缆，F/FTP（各对双绞线单独屏蔽后外加整体铝箔屏蔽层），RJ45公头（插头），28AWG实心，CM阻燃级PVC，蓝，3英尺（0.91米） | 8.48 | https://www.l-com.cn/category-8-25-40gig-slim-ethernet-cable-f-ftp-overall-foil-individually-shielded-pairs-rj45-male-plug-28awgstr-cm-pvc-blk-3f-trd828-blu-3f
TRD828-BLU-20F | 8类25~40G级细型以太网线缆，F/FTP（各对双绞线单独屏蔽后外加整体铝箔屏蔽层），RJ45公头（插头），28AWG实心，CM阻燃级PVC，蓝，20英尺（6.09米） | 21.41 | https://www.l-com.cn/category-8-25-40gig-slim-ethernet-cable-f-ftp-overall-foil-individually-shielded-pairs-rj45-male-plug-28awgstr-cm-pvc-blk-20f-trd828-blu-20f
TRD828-BLU-1F | 8类25~40G级细型以太网线缆，F/FTP（各对双绞线单独屏蔽后外加整体铝箔屏蔽层），RJ45公头（插头），28AWG实心，CM阻燃级PVC，蓝，1.0英尺（0.30米） | 8.4744 | https://www.l-com.cn/category-8-25-40gig-slim-ethernet-cable-f-ftp-overall-foil-individually-shielded-pairs-rj45-male-plug-28awgstr-cm-pvc-blk-1f-trd828-blu-1f
TRD828-BLU-15F | 8类25~40G级细型以太网线缆，F/FTP（各对双绞线单独屏蔽后外加整体铝箔屏蔽层），RJ45公头（插头），28AWG实心，CM阻燃级PVC，蓝，15英尺（4.57米） | 17.39 | https://www.l-com.cn/category-8-25-40gig-slim-ethernet-cable-f-ftp-overall-foil-individually-shielded-pairs-rj45-male-plug-28awgstr-cm-pvc-blk-15f-trd828-blu-15f
TRD828-BLU-10F | 8类25~40G级细型以太网线缆，F/FTP（各对双绞线单独屏蔽后外加整体铝箔屏蔽层），RJ45公头（插头），28AWG实心，CM阻燃级PVC，蓝，10英尺（3.04米） | 13.515 | https://www.l-com.cn/category-8-25-40gig-slim-ethernet-cable-f-ftp-overall-foil-individually-shielded-pairs-rj45-male-plug-28awgstr-cm-pvc-blk-10f-trd828-blu-10f
TRD828-BLU-05F | 8类25~40G级细型以太网线缆，F/FTP（各对双绞线单独屏蔽后外加整体铝箔屏蔽层），RJ45公头（插头），28AWG实心，CM阻燃级PVC，蓝，0.5英尺（0.15米） | 6.68 | https://www.l-com.cn/category-8-25-40gig-slim-ethernet-cable-f-ftp-overall-foil-individually-shielded-pairs-rj45-male-plug-28awgstr-cm-pvc-blk-0.5f-trd828-blu-05f
TRD824Z-BLK-7F | 8类25~40G级以太网线缆，S/FTP（各对双绞线单独屏蔽后外加整体编织屏蔽层），RJ45公头（插头），24AWG实心，低烟无卤，黑，7英尺（2.13米） | 18.635 | https://www.l-com.cn/category-8-25-40gig-ethernet-cable-s-ftp-overall-braid-individually-shielded-pairs-rj45-male-plug-24awg-solid-lszh-black-7f-trd824z-blk-7f
TRD824Z-BLK-5F | 8类25~40G级以太网线缆，S/FTP（各对双绞线单独屏蔽后外加整体编织屏蔽层），RJ45公头（插头），24AWG实心，低烟无卤，黑，5英尺（1.52米） | 15.435 | https://www.l-com.cn/category-8-25-40gig-ethernet-cable-s-ftp-overall-braid-individually-shielded-pairs-rj45-male-plug-24awg-solid-lszh-black-5f-trd824z-blk-5f
TRD824Z-BLK-3F | 8类25~40G级以太网线缆，S/FTP（各对双绞线单独屏蔽后外加整体编织屏蔽层），RJ45公头（插头），24AWG实心，低烟无卤，黑，3英尺（0.91米） | 12.23 | https://www.l-com.cn/category-8-25-40gig-ethernet-cable-s-ftp-overall-braid-individually-shielded-pairs-rj45-male-plug-24awg-solid-lszh-black-3f-trd824z-blk-3f
TRD824Z-BLK-30F | 8类25~40G级以太网线缆，S/FTP（各对双绞线单独屏蔽后外加整体编织屏蔽层），RJ45公头（插头），24AWG实心，低烟无卤，黑，30英尺（9.14米） | 56.12 | https://www.l-com.cn/category-8-25-40gig-ethernet-cable-s-ftp-overall-braid-individually-shielded-pairs-rj45-male-plug-24awg-solid-lszh-black-30f-trd824z-blk-30f
TRD824Z-BLK-2F | 8类25~40G级以太网线缆，S/FTP（各对双绞线单独屏蔽后外加整体编织屏蔽层），RJ45公头（插头），24AWG实心，低烟无卤，黑，2英尺（0.6米） | 10.62 | https://www.l-com.cn/category-8-25-40gig-ethernet-cable-s-ftp-overall-braid-individually-shielded-pairs-rj45-male-plug-24awg-solid-lszh-black-2f-trd824z-blk-2f
TRD824Z-BLK-25F | 8类25~40G级以太网线缆，S/FTP（各对双绞线单独屏蔽后外加整体编织屏蔽层），RJ45公头（插头），24AWG实心，低烟无卤，黑，25英尺（7.62米） | 47.95 | https://www.l-com.cn/category-8-25-40gig-ethernet-cable-s-ftp-overall-braid-individually-shielded-pairs-rj45-male-plug-24awg-solid-lszh-black-25f-trd824z-blk-25f
TRD824Z-BLK-20F | 8类25~40G级以太网线缆，S/FTP（各对双绞线单独屏蔽后外加整体编织屏蔽层），RJ45公头（插头），24AWG实心，低烟无卤，黑，20英尺（6.09米） | 39.79 | https://www.l-com.cn/category-8-25-40gig-ethernet-cable-s-ftp-overall-braid-individually-shielded-pairs-rj45-male-plug-24awg-solid-lszh-black-20f-trd824z-blk-20f
TRD824Z-BLK-1F | 8类25~40G级以太网线缆，S/FTP（各对双绞线单独屏蔽后外加整体编织屏蔽层），RJ45公头（插头），24AWG实心，低烟无卤，黑，1英尺（0.3米） | 9.02 | https://www.l-com.cn/category-8-25-40gig-ethernet-cable-s-ftp-overall-braid-individually-shielded-pairs-rj45-male-plug-24awg-solid-lszh-black-1f-trd824z-blk-1f
TRD824Z-BLK-15F | 8类25~40G级以太网线缆，S/FTP（各对双绞线单独屏蔽后外加整体编织屏蔽层），RJ45公头（插头），24AWG实心，低烟无卤，黑，15英尺（4.57米） | 31.62 | https://www.l-com.cn/category-8-25-40gig-ethernet-cable-s-ftp-overall-braid-individually-shielded-pairs-rj45-male-plug-24awg-solid-lszh-black-15f-trd824z-blk-15f
TRD824Z-BLK-10F | 8类25~40G级以太网线缆，S/FTP（各对双绞线单独屏蔽后外加整体编织屏蔽层），RJ45公头（插头），24AWG实心，低烟无卤，黑，10英尺（3.04米） | 23.45 | https://www.l-com.cn/category-8-25-40gig-ethernet-cable-s-ftp-overall-braid-individually-shielded-pairs-rj45-male-plug-24awg-solid-lszh-black-10f-trd824z-blk-10f
TRD824Z-BLK-05F | 8类25~40G级以太网线缆，S/FTP（各对双绞线单独屏蔽后外加整体编织屏蔽层），RJ45公头（插头），24AWG实心，低烟无卤，黑，0.5英尺（0.15米） | 8.22 | https://www.l-com.cn/category-8-25-40gig-ethernet-cable-s-ftp-overall-braid-individually-shielded-pairs-rj45-male-plug-24awg-solid-cm-pvc-black-0.5f-trd824z-blk-05f
TRD824FLAT-BLK-7F | 8类25~40G级扁平以太网线缆，STP（各对双绞线屏蔽），Flex Tab RJ45公头（插头），24AWG多股，CM阻燃级PVC，黑，7英尺（2.13米） | 22.99 | https://www.l-com.cn/category-8-25-40gig-flat-ethernet-cable-stp-screened-shielded-pairs-flex-tab-rj45-male-plug-24awg-stranded-cm-pvc-black-7ft-trd824flat-blk-7f
TRD824FLAT-BLK-5F | 8类25~40G级扁平以太网线缆，STP（各对双绞线屏蔽），Flex Tab RJ45公头（插头），24AWG多股，CM阻燃级PVC，黑，5英尺（1.52米） | 19.515 | https://www.l-com.cn/category-8-25-40gig-flat-ethernet-cable-stp-screened-shielded-pairs-flex-tab-rj45-male-plug-24awg-stranded-cm-pvc-black-5ft-trd824flat-blk-5f
TRD824FLAT-BLK-3F | 8类25~40G级扁平以太网线缆，STP（各对双绞线屏蔽），Flex Tab RJ45公头（插头），24AWG多股，CM阻燃级PVC，黑，3英尺（0.91米） | 16.035 | https://www.l-com.cn/category-8-25-40gig-flat-ethernet-cable-stp-screened-shielded-pairs-flex-tab-rj45-male-plug-24awg-stranded-cm-pvc-black-3ft-trd824flat-blk-3f
TRD824FLAT-BLK-35F | 8类25~40G级扁平以太网线缆，STP（各对双绞线屏蔽），Flex Tab RJ45公头（插头），24AWG多股，CM阻燃级PVC，黑，35.0英尺（10.67米） | 72.5 | https://www.l-com.cn/category-8-25-40gig-flat-ethernet-cable-stp-screened-shielded-pairs-flex-tab-rj45-male-plug-24awg-stranded-cm-pvc-black-35ft-trd824flat-blk-35f
TRD824FLAT-BLK-25F | 8类25~40G级扁平以太网线缆，STP（各对双绞线屏蔽），Flex Tab RJ45公头（插头），24AWG多股，CM阻燃级PVC，黑，25英尺（7.62米） | 54.84 | https://www.l-com.cn/category-8-25-40gig-flat-ethernet-cable-stp-screened-shielded-pairs-flex-tab-rj45-male-plug-24awg-stranded-cm-pvc-black-25ft-trd824flat-blk-25f
TRD824FLAT-BLK-1F | 8类25~40G级扁平以太网线缆，STP（各对双绞线屏蔽），Flex Tab RJ45公头（插头），24AWG多股，CM阻燃级PVC，黑，1英尺（0.3米） | 12.57 | https://www.l-com.cn/category-8-25-40gig-flat-ethernet-cable-stp-screened-shielded-pairs-flex-tab-rj45-male-plug-24awg-stranded-cm-pvc-black-1ft-trd824flat-blk-1f
TRD824FLAT-BLK-15F | 8类25~40G级扁平以太网线缆，STP（各对双绞线屏蔽），Flex Tab RJ45公头（插头），24AWG多股，CM阻燃级PVC，黑，15英尺（4.57米） | 37.04 | https://www.l-com.cn/category-8-25-40gig-flat-ethernet-cable-stp-screened-shielded-pairs-flex-tab-rj45-male-plug-24awg-stranded-cm-pvc-black-15ft-trd824flat-blk-15f
TRD824FLAT-BLK-10F | 8类25~40G级扁平以太网线缆，STP（各对双绞线屏蔽），Flex Tab RJ45公头（插头），24AWG多股，CM阻燃级PVC，黑，10英尺（3.04米） | 28.205 | https://www.l-com.cn/category-8-25-40gig-flat-ethernet-cable-stp-screened-shielded-pairs-flex-tab-rj45-male-plug-24awg-stranded-cm-pvc-black-10ft-trd824flat-blk-10f
TRD695SRA1GRY-5 | 屏蔽6类直角型跳线，直通/直角下出线，灰，5英尺（1.5米） | 25.4333 | https://www.l-com.cn/ethernet-shielded-category-6-right-angle-patch-cable-straight-right-angle-down-gray-50-ft
TRD824FLAT-BLK-05F | 8类25~40G级扁平以太网线缆，STP（各对双绞线屏蔽），Flex Tab RJ45公头（插头），24AWG多股，CM阻燃级PVC，黑，0.5英尺（0.15米） | 11.69 | https://www.l-com.cn/category-8-25-40gig-flat-ethernet-cable-stp-screened-shielded-pairs-flex-tab-rj45-male-plug-24awg-stranded-cm-pvc-black-0.5ft-trd824flat-blk-05f
TRD824-BLK-7F | 8类25~40G级以太网线缆，S/FTP（各对双绞线单独屏蔽后外加整体编织屏蔽层），RJ45公头（插头），24AWG实心，CM阻燃级PVC，黑，7英尺（2.13米） | 16.675 | https://www.l-com.cn/category-8-25-40gig-ethernet-cable-s-ftp-overall-braid-individually-shielded-pairs-rj45-male-plug-24awg-solid-cm-pvc-black-7f-trd824-blk-7f
TRD824-BLK-5F | 8类25~40G级以太网线缆，S/FTP（各对双绞线单独屏蔽后外加整体编织屏蔽层），RJ45公头（插头），24AWG实心，CM阻燃级PVC，黑，5英尺（1.52米） | 13.875 | https://www.l-com.cn/category-8-25-40gig-ethernet-cable-s-ftp-overall-braid-individually-shielded-pairs-rj45-male-plug-24awg-solid-cm-pvc-black-5f-trd824-blk-5f
TRD824-BLK-3F | 8类25~40G级以太网线缆，S/FTP（各对双绞线单独屏蔽后外加整体编织屏蔽层），RJ45公头（插头），24AWG实心，CM阻燃级PVC，黑，3英尺（0.91米） | 11.08 | https://www.l-com.cn/category-8-25-40gig-ethernet-cable-s-ftp-overall-braid-individually-shielded-pairs-rj45-male-plug-24awg-solid-cm-pvc-black-3f-trd824-blk-3f
TRD824-BLK-30F | 8类25~40G级以太网线缆，S/FTP（各对双绞线单独屏蔽后外加整体编织屏蔽层），RJ45公头（插头），24AWG实心，CM阻燃级PVC，黑，30英尺（9.14米） | 49.42 | https://www.l-com.cn/category-8-25-40gig-ethernet-cable-s-ftp-overall-braid-individually-shielded-pairs-rj45-male-plug-24awg-solid-cm-pvc-black-30f-trd824-blk-30f
TRD824-BLK-2F | 8类25~40G级以太网线缆，S/FTP（各对双绞线单独屏蔽后外加整体编织屏蔽层），RJ45公头（插头），24AWG实心，CM阻燃级PVC，黑，2英尺（0.6米） | 9.67 | https://www.l-com.cn/category-8-25-40gig-ethernet-cable-s-ftp-overall-braid-individually-shielded-pairs-rj45-male-plug-24awg-solid-cm-pvc-black-2f-trd824-blk-2f
TRD824-BLK-25F | 8类25~40G级以太网线缆，S/FTP（各对双绞线单独屏蔽后外加整体编织屏蔽层），RJ45公头（插头），24AWG实心，CM阻燃级PVC，黑，25英尺（7.62米） | 42.29 | https://www.l-com.cn/category-8-25-40gig-ethernet-cable-s-ftp-overall-braid-individually-shielded-pairs-rj45-male-plug-24awg-solid-cm-pvc-black-25f-trd824-blk-25f
TRD824-BLK-20F | 8类25~40G级以太网线缆，S/FTP（各对双绞线单独屏蔽后外加整体编织屏蔽层），RJ45公头（插头），24AWG实心，CM阻燃级PVC，黑，20英尺（6.09米） | 35.15 | https://www.l-com.cn/category-8-25-40gig-ethernet-cable-s-ftp-overall-braid-individually-shielded-pairs-rj45-male-plug-24awg-solid-cm-pvc-black-20f-trd824-blk-20f
TRD824-BLK-1F | 8类25~40G级以太网线缆，S/FTP（各对双绞线单独屏蔽后外加整体编织屏蔽层），RJ45公头（插头），24AWG实心，CM阻燃级PVC，黑，1英尺（0.3米） | 8.27 | https://www.l-com.cn/category-8-25-40gig-ethernet-cable-s-ftp-overall-braid-individually-shielded-pairs-rj45-male-plug-24awg-solid-cm-pvc-black-1f-trd824-blk-1f
TRD824-BLK-15F | 8类25~40G级以太网线缆，S/FTP（各对双绞线单独屏蔽后外加整体编织屏蔽层），RJ45公头（插头），24AWG实心，CM阻燃级PVC，黑，15英尺（4.57米） | 28.01 | https://www.l-com.cn/category-8-25-40gig-ethernet-cable-s-ftp-overall-braid-individually-shielded-pairs-rj45-male-plug-24awg-solid-cm-pvc-black-15f-trd824-blk-15f
TRD824-BLK-10F | 8类25~40G级以太网线缆，S/FTP（各对双绞线单独屏蔽后外加整体编织屏蔽层），RJ45公头（插头），24AWG实心，CM阻燃级PVC，黑，10英尺（3.04米） | 20.875 | https://www.l-com.cn/category-8-25-40gig-ethernet-cable-s-ftp-overall-braid-individually-shielded-pairs-rj45-male-plug-24awg-solid-cm-pvc-black-10f-trd824-blk-10f
TRD824-BLK-05F | 8类25~40G级以太网线缆，S/FTP（各对双绞线单独屏蔽后外加整体编织屏蔽层），RJ45公头（插头），24AWG实心，CM阻燃级PVC，黑，0.5英尺（0.15米） | 7.58 | https://www.l-com.cn/category-8-40gig-ethernet-cable-assembly-s-ftp-overall-braid-shield-w-shielded-pairs-rj45-male-plug-24awg-solid-cm-pvc-black-0.5ft-trd824-blk-05f
TRD815SZRA1BLK-2 | 超5类屏蔽低烟无卤直角型跳线，直通/直角下出线，黑，2英尺（0.6米） | 18.93 | https://www.l-com.cn/ethernet-category-5e-shielded-lszh-right-angle-patch-cable-straight-right-angle-down-black-20-ft
TRD815SRA3BLK-5 | 超5类屏蔽直角型跳线，直角下出线/直角下出线，黑，5英尺（1.5米） | 32.9 | https://www.l-com.cn/ethernet-category-5e-shielded-right-angle-patch-cable-right-angle-down-right-angle-down-black-50-ft
TRD815SRA3BLK-2 | 超5类屏蔽直角型跳线，直角下出线/直角下出线，黑，2英尺（0.6米） | 28.81 | https://www.l-com.cn/ethernet-category-5e-shielded-right-angle-patch-cable-right-angle-down-right-angle-down-black-20-ft
TRD815BLK-100 | 特优型超 5 类 RJ45/RJ45 模制级以太网跳线黑色100ft / 30.5m | 124.515 | https://www.l-com.cn/ethernet-premium-category-5e-patch-cable-rj45-rj45-black-1000-ft
TRD695SCR-Y-3 | 屏蔽6类线缆，RJ45/RJ45，PVC护套，黄，3英尺（0.9米） | 10.2406 | https://www.l-com.cn/ethernet-shielded-cat-6-cable-rj45-rj45-pvc-jacket-yellow-30-ft
TRD695RA8RD-1 | 6类直角型RJ45以太网跳线，直角左出线/直角右出线，红，1英尺（0.3米） | 34.52 | https://www.l-com.cn/ethernet-category-6-right-angle-rj45-ethernet-patch-cords-ra-left-to-ra-right-red-10ft
TRD695RA1BLK-20 | 6类直角型RJ45以太网跳线，直通/直角下出线，黑，20英尺（6.1米） | 31.6587 | https://www.l-com.cn/ethernet-category-6-right-angle-rj45-ethernet-patch-cords-straight-to-ra-down-black-200ft
TRD695OS-BLK-10F | 6类以太网线缆组件，屏蔽F/UTP户外级工业CM-CMX-CMR-2463 PVC护套，RJ45公头，23AWG实心，600V PoE，黑，10英尺（3.0米） | 95.763 | https://www.l-com.cn/category-6-ethernet-cable-assembly-shielded-f-utp-outdoor-industrial-cm-cmx-cmr-2463-pvc-rj45-male-23awg-solid-600v-poe-black-10ft-trd695os-blk-10f
TRD695DSZ-BLK-1 | 双屏蔽低烟无卤26AWG多股6类RJ45/RJ45跳线，黑，1英尺（0.3米） | 28.95 | https://www.l-com.cn/ethernet-double-shielded-lszh-26-awg-stranded-cat-6-rj45-rj45-patch-cord-black-10-ft
TRD634-BLK-7F | 6类千兆级超细型以太网线缆组件，UTP，RJ45公头（插头），32AWG多股，2.6mm外径，CM阻燃级PVC，黑，7.0英尺（2.13米） | 5.875 | https://www.l-com.cn/category-6-gigabit-super-slim-ethernet-cable-assembly-utp-rj45-male-plug-34awg-stranded-2.4mm-od-cm-pvc-black-7.0ft-trd634-blk-7f
TRD634-BLK-5F | 6类千兆级超细型以太网线缆组件，UTP，RJ45公头（插头），32AWG多股，2.6mm外径，CM阻燃级PVC，黑，5.0英尺（1.52米） | 5.16 | https://www.l-com.cn/category-6-gigabit-super-slim-ethernet-cable-assembly-utp-rj45-male-plug-34awg-stranded-2.4mm-od-cm-pvc-black-5.0ft-trd634-blk-5f
TRD634-BLK-3F | 6类千兆级超细型以太网线缆组件，UTP，RJ45公头（插头），32AWG多股，2.6mm外径，CM阻燃级PVC，黑，3.0英尺（0.91米） | 4.44 | https://www.l-com.cn/category-6-gigabit-super-slim-ethernet-cable-assembly-utp-rj45-male-plug-34awg-stranded-2.4mm-od-cm-pvc-black-3.0ft-trd634-blk-3f
TRD634-BLK-35F | 6类千兆级超细型以太网线缆组件，UTP，RJ45公头（插头），32AWG多股，2.6mm外径，CM阻燃级PVC，黑，35.0英尺（10.67米） | 16.78 | https://www.l-com.cn/category-6-gigabit-super-slim-ethernet-cable-assembly-utp-rj45-male-plug-34awg-stranded-2.4mm-od-cm-pvc-black-35.0ft-trd634-blk-35f
TRD634-BLK-25F | 6类千兆级超细型以太网线缆组件，UTP，RJ45公头（插头），32AWG多股，2.6mm外径，CM阻燃级PVC，黑，25.0英尺（7.62米） | 12.93 | https://www.l-com.cn/category-6-gigabit-super-slim-ethernet-cable-assembly-utp-rj45-male-plug-34awg-stranded-2.4mm-od-cm-pvc-black-25.0ft-trd634-blk-25f
TRD634-BLK-1F | 6类千兆级超细型以太网线缆组件，UTP，RJ45公头（插头），32AWG多股，2.6mm外径，CM阻燃级PVC，黑，1.0英尺（0.30米） | 4.5144 | https://www.l-com.cn/category-6-gigabit-super-slim-ethernet-cable-assembly-utp-rj45-male-plug-34awg-stranded-2.4mm-od-cm-pvc-black-1.0ft-trd634-blk-1f
TRD634-BLK-15F | 6类千兆级超细型以太网线缆组件，UTP，RJ45公头（插头），32AWG多股，2.6mm外径，CM阻燃级PVC，黑，15.0英尺（4.57米） | 8.87 | https://www.l-com.cn/category-6-gigabit-super-slim-ethernet-cable-assembly-utp-rj45-male-plug-34awg-stranded-2.4mm-od-cm-pvc-black-15.0ft-trd634-blk-15f
TRD634-BLK-10F | 6类千兆级超细型以太网线缆组件，UTP，RJ45公头（插头），32AWG多股，2.6mm外径，CM阻燃级PVC，黑，10.0英尺（3.04米） | 6.945 | https://www.l-com.cn/category-6-gigabit-super-slim-ethernet-cable-assembly-utp-rj45-male-plug-34awg-stranded-2.4mm-od-cm-pvc-black-10.0ft-trd634-blk-10f
TRD634-BLK-05F | 6类千兆级超细型以太网线缆组件，UTP，RJ45公头（插头），32AWG多股，2.6mm外径，CM阻燃级PVC，黑，0.5英尺（0.15米） | 3.55 | https://www.l-com.cn/category-6-gigabit-super-slim-ethernet-cable-assembly-utp-rj45-male-plug-34awg-stranded-2.4mm-od-cm-pvc-black-0.5ft-trd634-blk-05f
TRD628ABL-10 | 超6类细线型以太网跳线，屏蔽，蓝，10英尺（3米） | 30.74 | https://www.l-com.cn/ethernet-category-6a-slim-ethernet-patch-cable-shielded-blue-100ft
TRD624AHFO-BLK-75F | 超6类10千兆以太网线缆组件，SF/UTP户外级工业高柔CM-CMX TPE护套，RJ45公头，24AWG绞合，600V PoE，黑，75英尺（22.9米） | 501.2348 | https://www.l-com.cn/category-6a-10gig-ethernet-cable-assembly-sf-utp-outdoor-industrial-high-flex-cm-cmx-tpe-rj45-male-24awg-stranded-600v-poe-black-75ft-trd624ahfo-blk-75f
TRD624AHFO-BLK-50F | 超6类10千兆以太网线缆组件，SF/UTP户外级工业高柔CM-CMX TPE护套，RJ45公头，24AWG绞合，600V PoE，黑，50英尺（15.2米） | 383.4441 | https://www.l-com.cn/category-6a-10gig-ethernet-rj45-cable-assembly-24awg-stranded-600v-poe-sf-utp-outdoor-industrial-high-flex-cm-cmx-tpe-jacket-black-50ft-trd624ahfo-blk-50f
TRD624AHFO-BLK-3F | 超6类10千兆以太网线缆组件，SF/UTP户外级工业高柔CM-CMX TPE护套，RJ45公头，24AWG绞合，600V PoE，黑，3英尺（0.9米） | 83.4976 | https://www.l-com.cn/category-6a-10gig-ethernet-rj45-cable-assembly-24awg-stranded-600v-poe-sf-utp-outdoor-industrial-high-flex-cm-cmx-tpe-jacket-black-3ft-trd624ahfo-blk-3f
TRD624AHFO-BLK-25F | 超6类10千兆以太网线缆组件，SF/UTP户外级工业高柔CM-CMX TPE护套，RJ45公头，24AWG绞合，600V PoE，黑，25英尺（7.6米） | 254.2352 | https://www.l-com.cn/category-6a-10gig-ethernet-rj45-cable-assembly-24awg-stranded-600v-poe-sf-utp-outdoor-industrial-high-flex-cm-cmx-tpe-jacket-black-25ft-trd624ahfo-blk-25f
TRD624AHFO-BLK-250F | 超6类10千兆以太网线缆组件，SF/UTP户外级工业高柔CM-CMX TPE护套，RJ45公头，24AWG绞合，600V PoE，黑，250英尺（76.2米） | 1556.7552 | https://www.l-com.cn/category-6a-10gig-ethernet-rj45-cable-assembly-24awg-stranded-600v-poe-sf-utp-outdoor-industrial-high-flex-cm-cmx-tpe-jacket-black-250ft-trd624ahfo-blk-250f
TRD624AHFO-BLK-200F | 超6类10千兆以太网线缆组件，SF/UTP户外级工业高柔CM-CMX TPE护套，RJ45公头，24AWG绞合，600V PoE，黑，200英尺（61.0米） | 1546.8156 | https://www.l-com.cn/category-6a-10gig-ethernet-rj45-cable-assembly-24awg-stranded-600v-poe-sf-utp-outdoor-industrial-high-flex-cm-cmx-tpe-jacket-black-200ft-trd624ahfo-blk-200f
TRD624AHFO-BLK-1F | 超6类10千兆以太网线缆组件，SF/UTP户外级工业高柔CM-CMX TPE护套，RJ45公头，24AWG绞合，600V PoE，黑，1英尺（0.3米） | 68.3475 | https://www.l-com.cn/category-6a-10gig-ethernet-rj45-cable-assembly-24awg-stranded-600v-poe-sf-utp-outdoor-industrial-high-flex-cm-cmx-tpe-jacket-black-1ft-trd624ahfo-blk-1f
TRD624AHFO-BLK-150F | 超6类10千兆以太网线缆组件，SF/UTP户外级工业高柔CM-CMX TPE护套，RJ45公头，24AWG绞合，600V PoE，黑，150英尺（45.7米） | 1176.5952 | https://www.l-com.cn/category-6a-10gig-ethernet-rj45-cable-assembly-24awg-stranded-600v-poe-sf-utp-outdoor-industrial-high-flex-cm-cmx-tpe-jacket-black-150ft-trd624ahfo-blk-150f
TRD624AHFO-BLK-10F | 超6类10千兆以太网线缆组件，SF/UTP户外级工业高柔CM-CMX TPE护套，RJ45公头，24AWG绞合，600V PoE，黑，10英尺（3.0米） | 135.2941 | https://www.l-com.cn/category-6a-10gig-ethernet-rj45-cable-assembly-24awg-stranded-600v-poe-sf-utp-outdoor-industrial-high-flex-cm-cmx-tpe-jacket-black-10ft-trd624ahfo-blk-10f
TRD624AHFO-BLK-100F | 超6类10千兆以太网线缆组件，SF/UTP户外级工业高柔CM-CMX TPE护套，RJ45公头，24AWG绞合，600V PoE，黑，100英尺（30.5米） | 838.5678 | https://www.l-com.cn/category-6a-10gig-ethernet-rj45-cable-assembly-24awg-stranded-600v-poe-sf-utp-outdoor-industrial-high-flex-cm-cmx-tpe-jacket-black-100ft-trd624ahfo-blk-100f
TRD524O-BLK-5F | 超5类以太网线缆组件，UTP户外级工业CMX-CMR-PLTC-2463 PVC护套，RJ45公头，22AWG实心，300V PoE，黑，5英尺（1.5米） | 55.9402 | https://www.l-com.cn/category-5e-ethernet-cable-assembly-utp-outdoor-industrial-cmx-cmr-pltc-2463-pvc-rj45-male-22awg-solid-300v-poe-black-5ft-trd524o-blk-5f
TRD524O-BLK-50F | 超5类以太网线缆组件，UTP户外级工业CMX-CMR-PLTC-2463 PVC护套，RJ45公头，22AWG实心，300V PoE，黑，50英尺（15.2米） | 181.0037 | https://www.l-com.cn/category-5e-ethernet-cable-assembly-utp-outdoor-industrial-cmx-cmr-pltc-2463-pvc-rj45-male-22awg-solid-300v-poe-black-50ft-trd524o-blk-50f
TRD524O-BLK-3F | 超5类以太网线缆组件，UTP户外级工业CMX-CMR-PLTC-2463 PVC护套，RJ45公头，22AWG实心，300V PoE，黑，3英尺（0.9米） | 44.5025 | https://www.l-com.cn/category-5e-ethernet-cable-assembly-utp-outdoor-industrial-cmx-cmr-pltc-2463-pvc-rj45-male-22awg-solid-300v-poe-black-3ft-trd524o-blk-3f
TRD524O-BLK-25F | 超5类以太网线缆组件，UTP户外级工业CMX-CMR-PLTC-2463 PVC护套，RJ45公头，22AWG实心，300V PoE，黑，25英尺（7.6米） | 108.867 | https://www.l-com.cn/category-5e-ethernet-cable-assembly-utp-outdoor-industrial-cmx-cmr-pltc-2463-pvc-rj45-male-22awg-solid-300v-poe-black-25ft-trd524o-blk-25f
TRD524O-BLK-250F | 超5类以太网线缆组件，UTP户外级工业CMX-CMR-PLTC-2463 PVC护套，RJ45公头，22AWG实心，300V PoE，黑，250英尺（76.2米） | 747.846 | https://www.l-com.cn/category-5e-ethernet-cable-assembly-utp-outdoor-industrial-cmx-cmr-pltc-2463-pvc-rj45-male-22awg-solid-300v-poe-black-250ft-trd524o-blk-250f
TRD524O-BLK-200F | 超5类以太网线缆组件，UTP户外级工业CMX-CMR-PLTC-2463 PVC护套，RJ45公头，22AWG实心，300V PoE，黑，200英尺（61.0米） | 608.784 | https://www.l-com.cn/category-5e-ethernet-cable-assembly-utp-outdoor-industrial-cmx-cmr-pltc-2463-pvc-rj45-male-22awg-solid-300v-poe-black-200ft-trd524o-blk-200f
TRD524O-BLK-1F | 超5类以太网线缆组件，UTP户外级工业CMX-CMR-PLTC-2463 PVC护套，RJ45公头，22AWG实心，300V PoE，黑，1英尺（0.3米） | 44.5437 | https://www.l-com.cn/category-5e-ethernet-cable-assembly-utp-outdoor-industrial-cmx-cmr-pltc-2463-pvc-rj45-male-22awg-solid-300v-poe-black-1ft-trd524o-blk-1f
TRD524O-BLK-15F | 超5类以太网线缆组件，UTP户外级工业CMX-CMR-PLTC-2463 PVC护套，RJ45公头，22AWG实心，300V PoE，黑，15英尺（4.6米） | 82.346 | https://www.l-com.cn/category-5e-ethernet-cable-assembly-utp-outdoor-industrial-cmx-cmr-pltc-2463-pvc-rj45-male-22awg-solid-300v-poe-black-15ft-trd524o-blk-15f
TRD524O-BLK-10F | 超5类以太网线缆组件，UTP户外级工业CMX-CMR-PLTC-2463 PVC护套，RJ45公头，22AWG实心，300V PoE，黑，10英尺（3.0米） | 71.9294 | https://www.l-com.cn/category-5e-ethernet-cable-assembly-utp-outdoor-industrial-cmx-cmr-pltc-2463-pvc-rj45-male-22awg-solid-300v-poe-black-10ft-trd524o-blk-10f
TRD524O-BLK-100F | 超5类以太网线缆组件，UTP户外级工业CMX-CMR-PLTC-2463 PVC护套，RJ45公头，22AWG实心，300V PoE，黑，100英尺（30.5米） | 324.4956 | https://www.l-com.cn/category-5e-ethernet-cable-assembly-utp-outdoor-industrial-cmx-cmr-pltc-2463-pvc-rj45-male-22awg-solid-300v-poe-black-100ft-trd524o-blk-100f
TRD524HF-BLK-5F | 超5类以太网线缆组件，UTP户外级工业高柔CM-CMX-PLTC TPE护套，RJ45公头，22AWG绞合，600V PoE，黑，5英尺（1.5米） | 67.9938 | https://www.l-com.cn/category-5e-ethernet-cable-assembly-utp-outdoor-industrial-high-flex-cm-cmx-pltc-tpe-rj45-male-22awg-stranded-600v-poe-black-5ft-trd524hf-blk-5f
TRD524HF-BLK-50F | 超5类以太网线缆组件，UTP户外级工业高柔CM-CMX-PLTC TPE护套，RJ45公头，22AWG绞合，600V PoE，黑，50英尺（15.2米） | 239.8663 | https://www.l-com.cn/category-5e-ethernet-rj45-cable-assembly-22awg-stranded-600v-poe-utp-outdoor-industrial-high-flex-cm-cmx-pltc-tpe-jacket-black-50ft-trd524hf-blk-50f
TRD524HF-BLK-3F | 超5类以太网线缆组件，UTP户外级工业高柔CM-CMX-PLTC TPE护套，RJ45公头，22AWG绞合，600V PoE，黑，3英尺（0.9米） | 58.1988 | https://www.l-com.cn/category-5e-ethernet-rj45-cable-assembly-22awg-stranded-600v-poe-utp-outdoor-industrial-high-flex-cm-cmx-pltc-tpe-jacket-black-3ft-trd524hf-blk-3f
TRD524HF-BLK-25F | 超5类以太网线缆组件，UTP户外级工业高柔CM-CMX-PLTC TPE护套，RJ45公头，22AWG绞合，600V PoE，黑，25英尺（7.6米） | 163.1282 | https://www.l-com.cn/category-5e-ethernet-rj45-cable-assembly-22awg-stranded-600v-poe-utp-outdoor-industrial-high-flex-cm-cmx-pltc-tpe-jacket-black-1ft-trd524hf-blk-25f
TRD524HF-BLK-250F | 超5类以太网线缆组件，UTP户外级工业高柔CM-CMX-PLTC TPE护套，RJ45公头，22AWG绞合，600V PoE，黑，250英尺（76.2米） | 1301.7708 | https://www.l-com.cn/category-5e-ethernet-cable-assembly-utp-outdoor-industrial-high-flex-cm-cmx-pltc-tpe-rj45-male-22awg-stranded-600v-poe-black-250ft-trd524hf-blk-250f
TRD524HF-BLK-200F | 超5类以太网线缆组件，UTP户外级工业高柔CM-CMX-PLTC TPE护套，RJ45公头，22AWG绞合，600V PoE，黑，200英尺（61.0米） | 789.5844 | https://www.l-com.cn/category-5e-ethernet-cable-assembly-utp-outdoor-industrial-high-flex-cm-cmx-pltc-tpe-rj45-male-22awg-stranded-600v-poe-black-200ft-trd524hf-blk-200f
TRD524HF-BLK-1F | 超5类以太网线缆组件，UTP户外级工业高柔CM-CMX-PLTC TPE护套，RJ45公头，22AWG绞合，600V PoE，黑，1英尺（0.3米） | 48.0358 | https://www.l-com.cn/category-5e-ethernet-rj45-cable-assembly-22awg-stranded-600v-poe-utp-outdoor-industrial-high-flex-cm-cmx-pltc-tpe-jacket-black-1ft-trd524hf-blk-1f
TRD524HF-BLK-15F | 超5类以太网线缆组件，UTP户外级工业高柔CM-CMX-PLTC TPE护套，RJ45公头，22AWG绞合，600V PoE，黑，15英尺（4.6米） | 96.6013 | https://www.l-com.cn/category-5e-ethernet-rj45-cable-assembly-22awg-stranded-600v-poe-utp-outdoor-industrial-high-flex-cm-cmx-pltc-tpe-jacket-black-15ft-trd524hf-blk-15f
TRD524HF-BLK-10F | 超5类以太网线缆组件，UTP户外级工业高柔CM-CMX-PLTC TPE护套，RJ45公头，22AWG绞合，600V PoE，黑，10英尺（3.0米） | 88.986 | https://www.l-com.cn/category-5e-ethernet-rj45-cable-assembly-22awg-stranded-600v-poe-utp-outdoor-industrial-high-flex-cm-cmx-pltc-tpe-jacket-black-10ft-trd524hf-blk-10f
TRD524HF-BLK-100F | 超5类以太网线缆组件，UTP户外级工业高柔CM-CMX-PLTC TPE护套，RJ45公头，22AWG绞合，600V PoE，黑，100英尺（30.5米） | 534.8376 | https://www.l-com.cn/category-5e-ethernet-cable-assembly-utp-outdoor-industrial-high-flex-cm-cmx-pltc-tpe-rj45-male-22awg-stranded-600v-poe-black-100ft-trd524hf-blk-100f
MPMM8SMAR-1 | 光纤跳线 MPO 公头到 MPO 公头，8 芯 SMF A 型，OFNR（Riser 级），1 米 | 130.04 | https://www.l-com.cn/fiber-patch-cable-mpo-male-mpo-male-8-fiber-smf-type-a-ofnr-rated-1-meter-mpmm8smar-1
TRD524DSHF-TEL-5F | 超5类以太网线缆组件，SF/UTP户外级工业高柔PLTC-ITC-2463 TPE护套，RJ45公头，22AWG绞合，600V PoE，青，5英尺（1.5米） | 122.9382 | https://www.l-com.cn/category-5e-ethernet-cable-assembly-sf-utp-outdoor-industrial-high-flex-pltc-itc-2463-tpe-rj45-male-22awg-stranded-600v-poe-teal-5ft-trd524dshf-tel-5f
TRD524DSHF-TEL-50F | 超5类以太网线缆组件，SF/UTP户外级工业高柔PLTC-ITC-2463 TPE护套，RJ45公头，22AWG绞合，600V PoE，青，50英尺（15.2米） | 384.6216 | https://www.l-com.cn/category-5e-ethernet-cable-assembly-sf-utp-outdoor-industrial-high-flex-pltc-itc-2463-tpe-rj45-male-22awg-stranded-600v-poe-teal-50ft-trd524dshf-tel-50f
TRD524DSHF-TEL-3F | 超5类以太网线缆组件，SF/UTP户外级工业高柔PLTC-ITC-2463 TPE护套，RJ45公头，22AWG绞合，600V PoE，青，3英尺（0.9米） | 110.484 | https://www.l-com.cn/category-5e-ethernet-cable-assembly-sf-utp-outdoor-industrial-high-flex-pltc-itc-2463-tpe-rj45-male-22awg-stranded-600v-poe-teal-3ft-trd524dshf-tel-3f
TRD524DSHF-TEL-25F | 超5类以太网线缆组件，SF/UTP户外级工业高柔PLTC-ITC-2463 TPE护套，RJ45公头，22AWG绞合，600V PoE，青，25英尺（7.6米） | 244.5854 | https://www.l-com.cn/category-5e-ethernet-cable-assembly-sf-utp-outdoor-industrial-high-flex-pltc-itc-2463-tpe-rj45-male-22awg-stranded-600v-poe-teal-25ft-trd524dshf-tel-25f
TRD524DSHF-TEL-250F | 超5类以太网线缆组件，SF/UTP户外级工业高柔PLTC-ITC-2463 TPE护套，RJ45公头，22AWG绞合，600V PoE，青，250英尺（76.2米） | 1607.1377 | https://www.l-com.cn/category-5e-ethernet-cable-assembly-sf-utp-outdoor-industrial-high-flex-pltc-itc-2463-tpe-rj45-male-22awg-stranded-600v-poe-teal-250ft
TRD524DSHF-TEL-200F | 超5类以太网线缆组件，SF/UTP户外级工业高柔PLTC-ITC-2463 TPE护套，RJ45公头，22AWG绞合，600V PoE，青，200英尺（61.0米） | 1208.2752 | https://www.l-com.cn/category-5e-ethernet-cable-assembly-sf-utp-outdoor-industrial-high-flex-pltc-itc-2463-tpe-rj45-male-22awg-stranded-600v-poe-teal-200ft
TRD524DSHF-TEL-1F | 超5类以太网线缆组件，SF/UTP户外级工业高柔PLTC-ITC-2463 TPE护套，RJ45公头，22AWG绞合，600V PoE，青，1英尺（0.3米） | 91.6661 | https://www.l-com.cn/category-5e-ethernet-cable-assembly-sf-utp-outdoor-industrial-high-flex-pltc-itc-2463-tpe-rj45-male-22awg-stranded-600v-poe-teal-1ft-trd524dshf-tel-1f
TRD524DSHF-TEL-15F | 超5类以太网线缆组件，SF/UTP户外级工业高柔PLTC-ITC-2463 TPE护套，RJ45公头，22AWG绞合，600V PoE，青，15英尺（4.6米） | 184.4568 | https://www.l-com.cn/category-5e-ethernet-cable-assembly-sf-utp-outdoor-industrial-high-flex-pltc-itc-2463-tpe-rj45-male-22awg-stranded-600v-poe-teal-15ft
TRD524DSHF-TEL-10F | 超5类以太网线缆组件，SF/UTP户外级工业高柔PLTC-ITC-2463 TPE护套，RJ45公头，22AWG绞合，600V PoE，青，10英尺（3.0米） | 153.7404 | https://www.l-com.cn/category-5e-ethernet-cable-assembly-sf-utp-outdoor-industrial-high-flex-pltc-itc-2463-tpe-rj45-male-22awg-stranded-600v-poe-teal-10ft-trd524dshf-tel-10f
TOCISC5E-BLK-1000F | 超5类散装以太网线缆，4对24AWG多股，300V PoE，UTP户外级工业CMR-CMX阻燃等级PVC护套，黑，1000英尺（304.8米） | 2328.48 | https://www.l-com.cn/category-5e-bulk-ethernet-cable-4-pair-24awg-stranded-300v-poe-utp-outdoor-industrial-cmr-cmx-pvc-jacket-black-1000-ft
TOCILC5E-BLK-1000F | 超5类散装以太网线缆，4对24AWG实心，300V PoE，UTP户外级工业CMR-CMX阻燃等级PVC护套，黑，1000英尺（304.8米） | 2209.68 | https://www.l-com.cn/category-5e-bulk-ethernet-cable-4-pair-24awg-solid-300v-poe-utp-outdoor-industrial-cmr-cmx-pvc-jacket-black-1000-ft
TFDLC6A-BLK-500F | 超6类10G级散装以太网线缆，4对24AWG多股，600V PoE，SF-UTP户外级工业高柔性CM-CMX阻燃等级TPE护套，黑，500英尺（152.4米） | 3314.4672 | https://www.l-com.cn/category-6a-10gig-bulk-ethernet-cable-4-pair-24awg-stranded-600v-poe-sf-utp-outdoor-industrial-high-flex-cm-cmx-tpe-jacket-black-500-ft-tfdlc6a-blk-500f
TFC2950 | 超6类F/UTP线缆，PVC护套，4对26AWG多股导线，灰，1000英尺（305米） | 2391.5691 | https://www.l-com.cn/ethernet-category-6a-f-utp-pvc-26-awg-4-pair-stranded-conductor-gray-1kft
TFC2948 | 超6类F/UTP线缆，PVC护套，4对26AWG多股导线，蓝，1000英尺（305米） | 2579.984 | https://www.l-com.cn/ethernet-category-6a-f-utp-pvc-26-awg-4-pair-stranded-conductor-blue-1kft
TDG1026A-8CBK | 8C耦合器保持架， RJ45 | 0.4752 | https://www.l-com.cn/ethernet-retainer-for-8c-coupler-rj45
TB4P-MM-BLK-3F | Thunderbolt 4兼容C型USB线缆组件，C型公头（插头）/C型公头（插头），100W，40Gbps，8K，TPE护套，黑，3英尺（0.9米） | 110.088 | https://www.l-com.cn/usb-c-type-thunderbolt-4-compatible-cable-assembly-type-c-male-plug-type-c-male-plug-100w-40gbps-8k-tpe-jacket-black-3ft-tb4p-mm-blk-3f
TB4P-MM-BLK-2F | Thunderbolt 4兼容C型USB线缆组件，C型公头（插头）/C型公头（插头），100W，40Gbps，8K，TPE护套，黑，2英尺（0.6米） | 93.456 | https://www.l-com.cn/usb-c-type-thunderbolt-4-compatible-cable-assembly-type-c-male-plug-type-c-male-plug-100w-40gbps-8k-tpe-jacket-black-2ft-tb4p-mm-blk-2f
TB4P-MM-BLK-1F | Thunderbolt 4兼容C型USB线缆组件，C型公头（插头）/C型公头（插头），100W，40Gbps，8K，TPE护套，黑，1英尺（0.3米） | 79.6594 | https://www.l-com.cn/usb-c-type-thunderbolt-4-compatible-cable-assembly-type-c-male-plug-type-c-male-plug-100w-40gbps-8k-tpe-jacket-black-1ft-tb4p-mm-blk-1f
MPMM8SMBZ-5 | 光纤跳线 MPO 公头到 MPO 公头，8 芯 SMF B 型，LSZH（低烟，零卤素），5 米 | 134.83 | https://www.l-com.cn/fiber-patch-cable-mpo-male-mpo-male-8-fiber-smf-type-b-lszh-rated-5-meter-mpmm8smbz-5
MPMM8SMBZ-3 | 光纤跳线 MPO 公头到 MPO 公头，8 芯 SMF B 型，LSZH（低烟，零卤素），3 米 | 132.44 | https://www.l-com.cn/fiber-patch-cable-mpo-male-mpo-male-8-fiber-smf-type-b-lszh-rated3-meter-mpmm8smbz-3
MPMM8SMBZ-10 | 光纤跳线 MPO 公头到 MPO 公头，8 芯 SMF B 型，LSZH（低烟，零卤素），10 米 | 140.81 | https://www.l-com.cn/fiber-patch-cable-mpo-male-mpo-male-8-fiber-smf-type-b-lszh-rated-10-meter-mpmm8smbz-10
MPMM8SMBZ-1 | 光纤跳线 MPO 公头到 MPO 公头，8 芯 SMF B 型，LSZH（低烟，零卤素），1 米 | 130.04 | https://www.l-com.cn/fiber-patch-cable-mpo-male-mpo-male-8-fiber-smf-type-b-lszh-rated-1-meter-mpmm8smbz-1
MPMM8SMBR-5 | 光纤跳线 MPO 公头到 MPO 公头，8 芯 SMF B 型，OFNR（Riser 级），5 米 | 134.83 | https://www.l-com.cn/fiber-patch-cable-mpo-male-mpo-male-8-fiber-smf-type-b-ofnr-rated-5-meter-mpmm8smbr-5
MPMM8SMBR-3 | 光纤跳线 MPO 公头到 MPO 公头，8 芯 SMF B 型，OFNR（Riser 级），3 米 | 132.44 | https://www.l-com.cn/fiber-patch-cable-mpo-male-mpo-male-8-fiber-smf-type-b-ofnr-rated-3-meter-mpmm8smbr-3
MPMM8SMBR-10 | 光纤跳线 MPO 公头到 MPO 公头，8 芯 SMF B 型，OFNR（Riser 级），10 米 | 140.81 | https://www.l-com.cn/fiber-patch-cable-mpo-male-mpo-male-8-fiber-smf-type-b-ofnr-rated-10-meter-mpmm8smbr-10
MPMM8SMBR-1 | 光纤跳线 MPO 公头到 MPO 公头，8 芯 SMF B 型，OFNR（Riser 级），1 米 | 130.04 | https://www.l-com.cn/fiber-patch-cable-mpo-male-mpo-male-8-fiber-smf-type-b-ofnr-rated-1-meter-mpmm8smbr-1
MPMM8SMBP-5 | 光纤跳线 MPO 公头到 MPO 公头，8 芯 SMF B 型，OFNP（阻燃级），5 米 | 138.05 | https://www.l-com.cn/fiber-patch-cable-mpo-male-mpo-male-8-fiber-smf-type-b-ofnp-rated-5-meter-mpmm8smbp-5
MPMM8SMBP-3 | 光纤跳线 MPO 公头到 MPO 公头，8 芯 SMF B 型，OFNP（阻燃级），3 米 | 134.37 | https://www.l-com.cn/fiber-patch-cable-mpo-male-mpo-male-8-fiber-smf-type-b-ofnp-rated-3-meter-mpmm8smbp-3
MPMM8SMBP-10 | 光纤跳线 MPO 公头到 MPO 公头，8 芯 SMF B 型，OFNP（阻燃级），10 米 | 147.26 | https://www.l-com.cn/fiber-patch-cable-mpo-male-mpo-male-8-fiber-smf-type-b-ofnp-rated-10-meter-mpmm8smbp-10
MPMM8SMBP-1 | 光纤跳线 MPO 公头到 MPO 公头，8 芯 SMF B 型，OFNP（阻燃级），1 米 | 130.69 | https://www.l-com.cn/fiber-patch-cable-mpo-male-mpo-male-8-fiber-smf-type-b-ofnp-rated-1-meter-mpmm8smbp-1
MPMM8SMAZ-5 | 光纤跳线 MPO 公头到 MPO 公头，8 芯 SMF A 型，LSZH（低烟，零卤素），5 米 | 134.83 | https://www.l-com.cn/fiber-patch-cable-mpo-male-mpo-male-8-fiber-smf-type-a-lszh-rated-5-meter-mpmm8smaz-5
MPMM8SMAZ-3 | 光纤跳线 MPO 公头到 MPO 公头，8 芯 SMF A 型，LSZH（低烟，零卤素），3 米 | 132.44 | https://www.l-com.cn/fiber-patch-cable-mpo-male-mpo-male-8-fiber-smf-type-a-lszh-rated-3-meter-mpmm8smaz-3
MPMM8SMAZ-10 | 光纤跳线 MPO 公头到 MPO 公头，8 芯 SMF A 型，LSZH（低烟，零卤素），10 米 | 140.81 | https://www.l-com.cn/fiber-patch-cable-mpo-male-mpo-male-8-fiber-smf-type-a-lszh-rated-10-meter-mpmm8smaz-10
MPMM8SMAZ-1 | 光纤跳线 MPO 公头到 MPO 公头，8 芯 SMF A 型，LSZH（低烟，零卤素），1 米 | 130.04 | https://www.l-com.cn/fiber-patch-cable-mpo-male-mpo-male-8-fiber-smf-type-a-lszh-rated-1-meter-mpmm8smaz-1
MPMM8SMAR-5 | 光纤跳线 MPO 公头到 MPO 公头，8 芯 SMF A 型，OFNR（Riser 级），5 米 | 134.83 | https://www.l-com.cn/fiber-patch-cable-mpo-male-mpo-male-8-fiber-smf-type-a-ofnr-rated-5-meter-mpmm8smar-5
MPMM8SMAR-3 | 光纤跳线 MPO 公头到 MPO 公头，8 芯 SMF A 型，OFNR（Riser 级），3 米 | 132.44 | https://www.l-com.cn/fiber-patch-cable-mpo-male-mpo-male-8-fiber-smf-type-a-ofnr-rated-3-meter-mpmm8smar-3
MPMM8SMAR-10 | 光纤跳线 MPO 公头到 MPO 公头，8 芯 SMF A 型，OFNR（Riser 级），10 米 | 140.81 | https://www.l-com.cn/fiber-patch-cable-mpo-male-mpo-male-8-fiber-smf-type-a-ofnr-rated-10-meter-mpmm8smar-10
MPMM8SMAP-5 | 光纤跳线 MPO 公头到 MPO 公头，8 芯 SMF A 型，OFNP（阻燃级），5 米 | 138.05 | https://www.l-com.cn/fiber-patch-cable-mpo-male-mpo-male-8-fiber-smf-type-a-ofnp-rated-5-meter-mpmm8smap-5
MPMM8SMAP-3 | 光纤跳线 MPO 公头到 MPO 公头，8 芯 SMF A 型，OFNP（阻燃级），3 米 | 134.37 | https://www.l-com.cn/fiber-patch-cable-mpo-male-mpo-male-8-fiber-smf-type-a-ofnp-rated-3-meter-mpmm8smap-3
MPMM8SMAP-10 | 光纤跳线 MPO 公头到 MPO 公头，8 芯 SMF A 型，OFNP（阻燃级），10 米 | 147.26 | https://www.l-com.cn/fiber-patch-cable-mpo-male-mpo-male-8-fiber-smf-type-a-ofnp-rated-10-meter-mpmm8smap-10
MPMM8SMAP-1 | 光纤跳线 MPO 公头到 MPO 公头，8 芯 SMF A 型，OFNP（阻燃级），1 米 | 130.69 | https://www.l-com.cn/fiber-patch-cable-mpo-male-mpo-male-8-fiber-smf-type-a-ofnp-rated-1-meter-mpmm8smap-1
MPMM8OM3BP-5 | 光纤跳线 MPO 公头到 MPO 公头，8 芯 MMF OM3 B 型，OFNP（阻燃级），5 米 | 129.31 | https://www.l-com.cn/fiber-patch-cable-mpo-male-mpo-male-8-fiber-mmf-om3-type-b-ofnp-rated-5-meter-mpmm8om3bp-5
MPMM8OM3BP-3 | 光纤跳线 MPO 公头到 MPO 公头，8 芯 MMF OM3 B 型，OFNP（阻燃级），3 米 | 118.81 | https://www.l-com.cn/fiber-patch-cable-mpo-male-mpo-male-8-fiber-mmf-om3-type-b-ofnp-rated-3-meter-mpmm8om3bp-3
MPMM8OM3BP-10 | 光纤跳线 MPO 公头到 MPO 公头，8 芯 MMF OM3 B 型，OFNP（阻燃级），10 米 | 155.54 | https://www.l-com.cn/fiber-patch-cable-mpo-male-mpo-male-8-fiber-mmf-om3-type-b-ofnp-rated-10-meter-mpmm8om3bp-10
MPMM8OM3BP-1 | 光纤跳线 MPO 公头到 MPO 公头，8 芯 MMF OM3 B 型，OFNP（阻燃级），1 米 | 108.33 | https://www.l-com.cn/fiber-patch-cable-mpo-male-mpo-male-8-fiber-mmf-om3-type-b-ofnp-rated-1-meter-mpmm8om3bp-1
MPMM8OM3AP-5 | 光纤跳线 MPO 公头到 MPO 公头，8 芯 MMF OM3 A 型，OFNP（阻燃级），5 米 | 129.31 | https://www.l-com.cn/fiber-patch-cable-mpo-male-mpo-male-8-fiber-mmf-om3-type-a-ofnp-rated-5-meter-mpmm8om3ap-5
MPMM8OM3AP-3 | 光纤跳线 MPO 公头到 MPO 公头，8 芯 MMF OM3 A 型，OFNP（阻燃级），3 米 | 118.81 | https://www.l-com.cn/fiber-patch-cable-mpo-male-mpo-male-8-fiber-mmf-om3-type-a-ofnp-rated-3-meter-mpmm8om3ap-3
MPMM8OM3AP-10 | 光纤跳线 MPO 公头到 MPO 公头，8 芯 MMF OM3 A 型，OFNP（阻燃级），10 米 | 155.54 | https://www.l-com.cn/fiber-patch-cable-mpo-male-mpo-male-8-fiber-mmf-om3-type-a-ofnp-rated-10-meter-mpmm8om3ap-10
MPMM8OM3AP-1 | 光纤跳线 MPO 公头到 MPO 公头，8 芯 MMF OM3 A 型，OFNP（阻燃级），1 米 | 108.33 | https://www.l-com.cn/fiber-patch-cable-mpo-male-mpo-male-8-fiber-mmf-om3-type-a-ofnp-rated-1-meter-mpmm8om3ap-1
MPMM24SMBZ-3 | MPO 带引脚到 MPO 带引脚，24 根光纤，B 型，9/125 SMF OS2，LSZH，3 米 | 281.88 | https://www.l-com.cn/mpo-w-pins-to-mpo-w-pins-24-fiber-type-b-9-125-smf-os2-lszh-3-meter-mpmm24smbz-3
MPMM24SMBZ-10 | MPO 带针到 MPO 带针，24 光纤，B 型，9/125 SMF OS2，LSZH，10 米 | 302.18 | https://www.l-com.cn/mpo-w-pins-to-mpo-w-pins-24-fiber-type-b-9-125-smf-os2-lszh-10-meter-mpmm24smbz-10
MPMM24SMBR-3 | MPO 带引脚到 MPO 带引脚，24 根光纤，B 型，9/125 SMF OS2，OFNR，3 米 | 281.88 | https://www.l-com.cn/mpo-w-pins-to-mpo-w-pins-24-fiber-type-b-9-125-smf-os2-ofnr-3-meter-mpmm24smbr-3
MPMM24SMBR-10 | MPO 带针到 MPO 带针，24 光纤，B 型，9/125 SMF OS2，OFNR，10 米 | 302.18 | https://www.l-com.cn/mpo-w-pins-to-mpo-w-pins-24-fiber-type-b-9-125-smf-os2-ofnr-10-meter-mpmm24smbr-10
MPMM24SMAZ-3 | MPO 带引脚到 MPO 带引脚，24 光纤，A 型，9/125 SMF OS2，LSZH，3 米 | 281.88 | https://www.l-com.cn/mpo-w-pins-to-mpo-w-pins-24-fiber-type-a-9-125-smf-os2-lszh-3-meter-mpmm24smaz-3
MPMM24SMAZ-10 | MPO 带引脚到 MPO 带引脚，24 光纤，A 型，9/125 SMF OS2，LSZH，10 米 | 302.18 | https://www.l-com.cn/mpo-w-pins-to-mpo-w-pins-24-fiber-type-a-9-125-smf-os2-lszh-10-meter-mpmm24smaz-10
MPMM24SMAR-3 | MPO 带引脚到 MPO 带引脚，24 根光纤，A 型，9/125 SMF OS2，OFNR，3 米 | 281.88 | https://www.l-com.cn/mpo-w-pins-to-mpo-w-pins-24-fiber-type-a-9-125-smf-os2-ofnr-3-meter-mpmm24smar-3
MPMM24SMAR-10 | MPO 带引脚到 MPO 带引脚，24 光纤，A 型，9/125 SMF OS2，OFNR，10 米 | 302.18 | https://www.l-com.cn/mpo-w-pins-to-mpo-w-pins-24-fiber-type-a-9-125-smf-os2-ofnr-10-meter-mpmm24smar-10
MPMM24OM4BZ-3 | MPO 带引脚到 MPO 带引脚，24 根光纤，B 型，40GB 50/125 OM4 MMF，LSZH，3 米 | 246.42 | https://www.l-com.cn/mpo-w-pins-to-mpo-w-pins-24-fiber-type-b-40gb-50-125-om4-mmf-lszh-3-meter-mpmm24om4bz-3
MPMM24OM4BZ-10 | MPO 带引脚到 MPO 带引脚，24 光纤，B 型，40GB 50/125 OM4 MMF，LSZH，10 米 | 379.12 | https://www.l-com.cn/mpo-w-pins-to-mpo-w-pins-24-fiber-type-b-40gb-50-125-om4-mmf-lszh-10-meter-mpmm24om4bz-10
MPMM24OM4BR-3 | MPO 带引脚到 MPO 带引脚，24 根光纤，B 型，40GB 50/125 OM4 MMF，OFNR，3 米 | 246.42 | https://www.l-com.cn/mpo-w-pins-to-mpo-w-pins-24-fiber-type-b-40gb-50-125-om4-mmf-ofnr-3-meter-mpmm24om4br-3
MPMM24OM4BR-10 | MPO 带引脚到 MPO 带引脚，24 根光纤，B 型，40GB 50/125 OM4 MMF，OFNR，10 米 | 379.12 | https://www.l-com.cn/mpo-w-pins-to-mpo-w-pins-24-fiber-type-b-40gb-50-125-om4-mmf-ofnr-10-meter-mpmm24om4br-10
MPMM24OM4AR-3 | MPO 带引脚到 MPO 带引脚，24 根光纤，A 型，40GB 50/125 OM4 MMF，OFNR，3 米 | 246.42 | https://www.l-com.cn/mpo-w-pins-to-mpo-w-pins-24-fiber-type-a-40gb-50-125-om4-mmf-ofnr-3-meter-mpmm24om4ar-3
MPMM24OM4AR-10 | MPO 带引脚到 MPO 带引脚，24 光纤，A 型，40GB 50/125 OM4 MMF，OFNR，10 米 | 379.12 | https://www.l-com.cn/mpo-w-pins-to-mpo-w-pins-24-fiber-type-a-40gb-50-125-om4-mmf-ofnr-10-meter-mpmm24om4ar-10
MPMM24OM3BZ-3 | MPO 带引脚到 MPO 带引脚，24 根光纤，B 型，10GB 50/125 OM3 MMF，LSZH，3 米 | 223.01 | https://www.l-com.cn/mpo-w-pins-to-mpo-w-pins-24-fiber-type-b-10gb-50-125-om3-mmf-lszh-3-meter-mpmm24om3bz-3
MPMM24OM3BZ-10 | MPO 带引脚到 MPO 带引脚，24 光纤，B 型，10GB 50/125 OM3 MMF，LSZH，10 米 | 301.06 | https://www.l-com.cn/mpo-w-pins-to-mpo-w-pins-24-fiber-type-b-10gb-50-125-om3-mmf-lszh-10-meter-mpmm24om3bz-10
MPMM24OM3BR-3 | MPO 带引脚到 MPO 带引脚，24 根光纤，B 型，10GB 50/125 OM3 MMF，OFNR，3 米 | 223.01 | https://www.l-com.cn/mpo-w-pins-to-mpo-w-pins-24-fiber-type-b-10gb-50-125-om3-mmf-ofnr-3-meter-mpmm24om3br-3
MPMM24OM3BR-10 | MPO 带引脚到 MPO 带引脚，24 根光纤，B 型，10GB 50/125 OM3 MMF，OFNR，10 米 | 301.06 | https://www.l-com.cn/mpo-w-pins-to-mpo-w-pins-24-fiber-type-b-10gb-50-125-om3-mmf-ofnr-10-meter-mpmm24om3br-10
MPMM24OM3AZ-3 | MPO 带引脚到 MPO 带引脚，24 根光纤，A 型，10GB 50/125 OM3 MMF，LSZH，3 米 | 223.01 | https://www.l-com.cn/mpo-w-pins-to-mpo-w-pins-24-fiber-type-a-10gb-50-125-om3-mmf-lszh-3-meter-mpmm24om3az-3
MPMM24OM3AZ-10 | MPO 带引脚到 MPO 带引脚，24 根光纤，A 型，10GB 50/125 OM3 MMF，LSZH，10 米 | 301.06 | https://www.l-com.cn/mpo-w-pins-to-mpo-w-pins-24-fiber-type-a-10gb-50-125-om3-mmf-lszh-10-meter-mpmm24om3az-10
MPMM24OM2BZ-3 | MPO 带引脚到 MPO 带引脚，24 光纤，B 型，50/125 OM2 MMF，LSZH，3 米 | 203.94 | https://www.l-com.cn/mpo-w-pins-to-mpo-w-pins-24-fiber-type-b-50-125-om2-mmf-lszh-3-meter-mpmm24om2bz-3
MPMM24OM2BZ-10 | MPO 带引脚到 MPO 带引脚，24 根光纤，B 型，50/125 OM2 MMF，LSZH，10 米 | 237.5 | https://www.l-com.cn/mpo-w-pins-to-mpo-w-pins-24-fiber-type-b-50-125-om2-mmf-lszh-10-meter-mpmm24om2bz-10
MPMM24OM2BR-3 | MPO 带引脚到 MPO 带引脚，24 根光纤，B 型，50/125 OM2 MMF，OFNR，3 米 | 203.61 | https://www.l-com.cn/mpo-w-pins-to-mpo-w-pins-24-fiber-type-b-50-125-om2-mmf-ofnr-3-meter-mpmm24om2br-3
MPMM24OM2BR-10 | MPO 带引脚到 MPO 带引脚，24 根光纤，B 型，50/125 OM2 MMF，OFNR，10 米 | 236.39 | https://www.l-com.cn/mpo-w-pins-to-mpo-w-pins-24-fiber-type-b-50-125-om2-mmf-ofnr-10-meter-mpmm24om2br-10
MPMM24OM2AZ-3 | MPO 带引脚到 MPO 带引脚，24 根光纤，A 型，50/125 OM2 MMF，LSZH，3 米 | 203.94 | https://www.l-com.cn/mpo-w-pins-to-mpo-w-pins-24-fiber-type-a-50-125-om2-mmf-lszh-3-meter-mpmm24om2az-3
MPMM24OM2AZ-10 | MPO 带引脚到 MPO 带引脚，24 根光纤，A 型，50/125 OM2 MMF，LSZH，10 米 | 237.5 | https://www.l-com.cn/mpo-w-pins-to-mpo-w-pins-24-fiber-type-a-50-125-om2-mmf-lszh-10-meter-mpmm24om2az-10
MPMM24OM2AR-3 | MPO 带引脚到 MPO 带引脚，24 根光纤，A 型，50/125 OM2 MMF，OFNR，3 米 | 203.61 | https://www.l-com.cn/mpo-w-pins-to-mpo-w-pins-24-fiber-type-a-50-125-om2-mmf-ofnr-3-meter-mpmm24om2ar-3
MPMM24OM2AR-10 | MPO 带引脚到 MPO 带引脚，24 光纤，A 型，50/125 OM2 MMF，OFNR，10 米 | 236.39 | https://www.l-com.cn/mpo-w-pins-to-mpo-w-pins-24-fiber-type-a-50-125-om2-mmf-ofnr-10-meter-mpmm24om2ar-10
MPMM24OM1BZ-3 | MPO 带引脚到 MPO 带引脚，24 光纤，B 型，62.5/125 OM1 MMF，LSZH，3 米 | 215.65 | https://www.l-com.cn/mpo-w-pins-to-mpo-w-pins-24-fiber-type-b-62.5-125-om1-mmf-lszh-3-meter-mpmm24om1bz-3
MPMM24OM1BZ-10 | MPO 带针到 MPO 带针，24 光纤，B 型，62.5/125 OM1 MMF，LSZH，10 米 | 276.53 | https://www.l-com.cn/mpo-w-pins-to-mpo-w-pins-24-fiber-type-b-62.5-125-om1-mmf-lszh-10-meter-mpmm24om1bz-10
MPMM24OM1BR-3 | MPO 带引脚到 MPO 带引脚，24 光纤，B 型，62.5/125 OM1 MMF，OFNR，3 米 | 215.32 | https://www.l-com.cn/mpo-w-pins-to-mpo-w-pins-24-fiber-type-b-62.5-125-om1-mmf-ofnr-3-meter-mpmm24om1br-3
MPMM24OM1BR-10 | MPO 带引脚到 MPO 带引脚，24 根光纤，B 型，62.5/125 OM1 MMF，OFNR，10 米 | 275.42 | https://www.l-com.cn/mpo-w-pins-to-mpo-w-pins-24-fiber-type-b-62.5-125-om1-mmf-ofnr-10-meter-mpmm24om1br-10
MPMM24OM1AZ-3 | MPO 带引脚到 MPO 带引脚，24 光纤，A 型，62.5/125 OM1 MMF，LSZH，3 米 | 215.65 | https://www.l-com.cn/mpo-w-pins-to-mpo-w-pins-24-fiber-type-a-62.5-125-om1-mmf-lszh-3-meter-mpmm24om1az-3
MPMM24OM1AZ-10 | MPO 带引脚到 MPO 带引脚，24 根光纤，A 型，62.5/125 OM1 MMF，LSZH，10 米 | 276.53 | https://www.l-com.cn/mpo-w-pins-to-mpo-w-pins-24-fiber-type-a-62.5-125-om1-mmf-lszh-10-meter-mpmm24om1az-10
MPMM24OM1AR-3 | MPO 带引脚到 MPO 带引脚，24 光纤，A 型，62.5/125 OM1 MMF，OFNR，3 米 | 215.32 | https://www.l-com.cn/mpo-w-pins-to-mpo-w-pins-24-fiber-type-a-62.5-125-om1-mmf-ofnr-3-meter-mpmm24om1ar-3
MPMM24OM1AR-10 | MPO 带引脚到 MPO 带引脚，24 根光纤，A 型，62.5/125 OM1 MMF，OFNR，10 米 | 275.42 | https://www.l-com.cn/mpo-w-pins-to-mpo-w-pins-24-fiber-type-a-62.5-125-om1-mmf-ofnr-10-meter-mpmm24om1ar-10
MPMM12SMBZ-5 | 光纤跳线 MPO 公头到 MPO 公头，12 芯 SMF B 型，LSZH（低烟，零卤素），5 米 | 138.97 | https://www.l-com.cn/fiber-patch-cable-mpo-male-mpo-male-12-fiber-smf-type-b-lszh-rated-5-meter-mpmm12smbz-5
MPMM12SMBZ-3 | 光纤跳线 MPO 公头到 MPO 公头，12 芯 SMF B 型，LSZH（低烟，零卤素），3 米 | 134.92 | https://www.l-com.cn/fiber-patch-cable-mpo-male-mpo-male-12-fiber-smf-type-b-lszh-rated-3-meter-mpmm12smbz-3
MPMM12SMBZ-10 | 光纤跳线 MPO 公头到 MPO 公头，12 芯 SMF B 型，LSZH（低烟，零卤素），10 米 | 149.1 | https://www.l-com.cn/fiber-patch-cable-mpo-male-mpo-male-12-fiber-smf-type-b-lszh-rated-10-meter-mpmm12smbz-10
MPMM12SMBZ-1 | 光纤跳线 MPO 公头到 MPO 公头，12 芯 SMF B 型，LSZH（低烟，零卤素），1 米 | 130.88 | https://www.l-com.cn/fiber-patch-cable-mpo-male-mpo-male-12-fiber-smf-type-b-lszh-rated-1-meter-mpmm12smbz-1
MPMM12SMBR-5 | 光纤跳线 MPO 公头到 MPO 公头，12 芯 SMF B 型，OFNR（Riser 级），5 米 | 138.97 | https://www.l-com.cn/fiber-patch-cable-mpo-male-mpo-male-12-fiber-smf-type-b-ofnr-rated-5-meter-mpmm12smbr-5
MPMM12SMBR-3 | 光纤跳线 MPO 公头到 MPO 公头，12 芯 SMF B 型，OFNR（Riser 级），3 米 | 134.92 | https://www.l-com.cn/fiber-patch-cable-mpo-male-mpo-male-12-fiber-smf-type-b-ofnr-rated-3-meter-mpmm12smbr-3
MPMM12SMBR-10 | 光纤跳线 MPO 公头到 MPO 公头，12 芯 SMF B 型，OFNR（Riser 级），10 米 | 149.1 | https://www.l-com.cn/fiber-patch-cable-mpo-male-mpo-male-12-fiber-smf-type-b-ofnr-rated-10-meter-mpmm12smbr-10
MPMM12SMBR-1 | 光纤跳线 MPO 公头到 MPO 公头，12 芯 SMF B 型，OFNR（Riser 级），1 米 | 130.88 | https://www.l-com.cn/fiber-patch-cable-mpo-male-mpo-male-12-fiber-smf-type-b-ofnr-rated-1-meter-mpmm12smbr-1
MPMM12SMBP-5 | 光纤跳线 MPO 公头到 MPO 公头，12 芯 SMF B 型，OFNP（阻燃级），5 米 | 142.65 | https://www.l-com.cn/fiber-patch-cable-mpo-male-mpo-male-12-fiber-smf-type-b-ofnp-rated-5-meter-mpmm12smbp-5
MPMM12SMBP-3 | 光纤跳线 MPO 公头到 MPO 公头，12 芯 SMF B 型，OFNP（阻燃级），3 米 | 137.13 | https://www.l-com.cn/fiber-patch-cable-mpo-male-mpo-male-12-fiber-smf-type-b-ofnp-rated-3-meter-mpmm12smbp-3
MPMM12SMBP-10 | 光纤跳线 MPO 公头到 MPO 公头，12 芯 SMF B 型，OFNP（阻燃级），10 米 | 156.46 | https://www.l-com.cn/fiber-patch-cable-mpo-male-mpo-male-12-fiber-smf-type-b-ofnp-rated-10-meter-mpmm12smbp-10
MPMM12SMBP-1 | 光纤跳线 MPO 公头到 MPO 公头，12 芯 SMF B 型，OFNP（阻燃级），1 米 | 131.61 | https://www.l-com.cn/fiber-patch-cable-mpo-male-mpo-male-12-fiber-smf-type-b-ofnp-rated-1-meter-mpmm12smbp-1
MPMM12SMAZ-5 | 光纤跳线 MPO 公头到 MPO 公头，12 芯 SMF A 型，LSZH（低烟，零卤素），5 米 | 138.97 | https://www.l-com.cn/fiber-patch-cable-mpo-male-mpo-male-12-fiber-smf-type-a-lszh-rated-5-meter-mpmm12smaz-5
MPMM12SMAZ-3 | 光纤跳线 MPO 公头到 MPO 公头，12 芯 SMF A 型，LSZH（低烟，零卤素），3 米 | 134.92 | https://www.l-com.cn/fiber-patch-cable-mpo-male-mpo-male-12-fiber-smf-type-a-lszh-rated-3-meter-mpmm12smaz-3
MPMM12SMAZ-10 | 光纤跳线 MPO 公头到 MPO 公头，12 芯 SMF A 型，LSZH（低烟，零卤素），10 米 | 149.1 | https://www.l-com.cn/fiber-patch-cable-mpo-male-mpo-male-12-fiber-smf-type-a-lszh-rated-10-meter-mpmm12smaz-10
MPMM12SMAZ-1 | 光纤跳线 MPO 公头到 MPO 公头，12 芯 SMF A 型，LSZH（低烟，零卤素），1 米 | 130.88 | https://www.l-com.cn/fiber-patch-cable-mpo-male-mpo-male-12-fiber-smf-type-a-lszh-rated-1-meter-mpmm12smaz-1
MPMM12SMAP-5 | 光纤跳线 MPO 公头到 MPO 公头，12 芯 SMF A 型，OFNP（阻燃级），5 米 | 142.65 | https://www.l-com.cn/fiber-patch-cable-mpo-male-mpo-male-12-fiber-smf-type-a-ofnp-rated-5-meter-mpmm12smap-5
MPMM12SMAP-3 | 光纤跳线 MPO 公头到 MPO 公头，12 芯 SMF A 型，OFNP（阻燃级），3 米 | 137.13 | https://www.l-com.cn/fiber-patch-cable-mpo-male-mpo-male-12-fiber-smf-type-a-ofnp-rated-3-meter-mpmm12smap-3
MPMM12SMAP-10 | 光纤跳线 MPO 公头到 MPO 公头，12 芯 SMF A 型，OFNP（阻燃级），10 米 | 156.46 | https://www.l-com.cn/fiber-patch-cable-mpo-male-mpo-male-12-fiber-smf-type-a-ofnp-rated-10-meter-mpmm12smap-10
MPMM12SMAP-1 | 光纤跳线 MPO 公头到 MPO 公头，12 芯 SMF A 型，OFNP（阻燃级），1 米 | 131.61 | https://www.l-com.cn/fiber-patch-cable-mpo-male-mpo-male-12-fiber-smf-type-a-ofnp-rated-1-meter-mpmm12smap-1
MPMM12OM3BZ-5 | 光纤跳线 MPO 公头到 MPO 公头，12 芯 MMF OM3 B 型，LSZH（低烟，零卤素），5 米 | 135.29 | https://www.l-com.cn/fiber-patch-cable-mpo-male-mpo-male-12-fiber-mmf-om3-type-b-lszh-rated-5-meter-mpmm12om3bz-5
MPMM12OM3BZ-3 | 光纤跳线 MPO 公头到 MPO 公头，12 芯 MMF OM3 B 型，LSZH（低烟，零卤素），3 米 | 122.41 | https://www.l-com.cn/fiber-patch-cable-mpo-male-mpo-male-12-fiber-mmf-om3-type-b-lszh-rated-3meter-mpmm12om3bz-3
MPMM12OM3BZ-10 | 光纤跳线 MPO 公头到 MPO 公头，12 芯 MMF OM3 B 型，LSZH（低烟，零卤素），10 米 | 167.5 | https://www.l-com.cn/fiber-patch-cable-mpo-male-mpo-male-12-fiber-mmf-om3-type-b-lszh-rated-10-meter-mpmm12om3bz-10
MPMM12OM3BZ-1 | 光纤跳线 MPO 公头到 MPO 公头，12 芯 MMF OM3 B 型，LSZH（低烟，零卤素），1 米 | 109.52 | https://www.l-com.cn/fiber-patch-cable-mpo-male-mpo-male-12-fiber-mmf-om3-type-b-lszh-rated-1-meter-mpmm12om3bz-1
MPMM12OM3BR-5 | 光纤跳线 MPO 公头到 MPO 公头，12 光纤 MMF OM3 B 型，OFNR（Riser 级），5 米 | 135.29 | https://www.l-com.cn/fiber-patch-cable-mpo-male-mpo-male-12-fiber-mmf-om3-type-b-ofnr-rated-5-meter-mpmm12om3br-5
MPMM12OM3BR-3 | 光纤跳线 MPO 公头到 MPO 公头，12 光纤 MMF OM3 B 型，OFNR（Riser 级），3 米 | 122.41 | https://www.l-com.cn/fiber-patch-cable-mpo-male-mpo-male-12-fiber-mmf-om3-type-b-ofnr-rated-3-meter-mpmm12om3br-3
MPMM12OM3BR-10 | 光纤跳线 MPO 公头到 MPO 公头，12 光纤 MMF OM3 B 型，OFNR（Riser 级），10 米 | 167.5 | https://www.l-com.cn/fiber-patch-cable-mpo-male-mpo-male-12-fiber-mmf-om3-type-b-ofnr-rated-10-meter-mpmm12om3br-10
MPMM12OM3BR-1 | 光纤跳线 MPO 公头到 MPO 公头，12 光纤 MMF OM3 B 型，OFNR（Riser 级），1 米 | 109.52 | https://www.l-com.cn/fiber-patch-cable-mpo-male-mpo-male-12-fiber-mmf-om3-type-b-ofnr-rated-1-meter-mpmm12om3br-1
MPMM12OM3BP-5 | 光纤跳线 MPO 公头到 MPO 公头，12 光纤 MMF OM3 B 型，OFNP（阻燃级），5 米 | 141.73 | https://www.l-com.cn/fiber-patch-cable-mpo-male-mpo-male-12-fiber-mmf-om3-type-b-ofnp-rated-5-meter-mpmm12om3bp-5
MPMM12OM3BP-3 | 光纤跳线 MPO 公头到 MPO 公头，12 光纤 MMF OM3 B 型，OFNP（阻燃级），3 米 | 126.27 | https://www.l-com.cn/fiber-patch-cable-mpo-male-mpo-male-12-fiber-mmf-om3-type-b-ofnp-rated-3-meter-mpmm12om3bp-3
MPMM12OM3BP-10 | 光纤跳线 MPO 公头到 MPO 公头，12 光纤 MMF OM3 B 型，OFNP（阻燃级），10 米 | 180.39 | https://www.l-com.cn/fiber-patch-cable-mpo-male-mpo-male-12-fiber-mmf-om3-type-b-ofnp-rated-10-meter-mpmm12om3bp-10
MPMM12OM3BP-1 | 光纤跳线 MPO 公头到 MPO 公头，12 光纤 MMF OM3 B 型，OFNP（阻燃级），1 米 | 590.9538 | https://www.l-com.cn/fiber-patch-cable-mpo-male-mpo-male-12-fiber-mmf-om3-type-b-ofnp-rated-1-meter-mpmm12om3bp-1
MPMM12OM3AZ-5 | 光纤跳线 MPO 公头到 MPO 公头，12 光纤 MMF OM3 A 型，LSZH（低烟，零卤素），5 米 | 135.29 | https://www.l-com.cn/fiber-patch-cable-mpo-male-mpo-male-12-fiber-mmf-om3-type-a-lszh-rated-5-meter-mpmm12om3az-5
MPMM12OM3AZ-3 | 光纤跳线 MPO 公头到 MPO 公头，12 光纤 MMF OM3 A 型，LSZH（低烟，零卤素），3 米 | 638.1819 | https://www.l-com.cn/fiber-patch-cable-mpo-male-mpo-male-12-fiber-mmf-om3-type-a-lszh-rated-3-meter-mpmm12om3az-3
MPMM12OM3AZ-10 | 光纤跳线 MPO 公头到 MPO 公头，12 光纤 MMF OM3 A 型，LSZH（低烟，零卤素），10 米 | 167.5 | https://www.l-com.cn/fiber-patch-cable-mpo-male-mpo-male-12-fiber-mmf-om3-type-a-lszh-rated-10-meter-mpmm12om3az-10
MPMM12OM3AZ-1 | 光纤跳线 MPO 公头到 MPO 公头，12 光纤 MMF OM3 A 型，LSZH（低烟，零卤素），1 米 | 590.9538 | https://www.l-com.cn/fiber-patch-cable-mpo-male-mpo-male-12-fiber-mmf-om3-type-a-lszh-rated-1-meter-mpmm12om3az-1
MPMM12OM3AP-5 | 光纤跳线 MPO 公头到 MPO 公头，12 光纤 MMF OM3 A 型，OFNP（Plenum 级），5 米 | 141.73 | https://www.l-com.cn/fiber-patch-cable-mpo-male-mpo-male-12-fiber-mmf-om3-type-a-ofnp-rated-5-meter-mpmm12om3ap-5
MPMM12OM3AP-3 | 光纤跳线 MPO 公头到 MPO 公头，12 光纤 MMF OM3 A 型，OFNP（Plenum 级），3 米 | 126.27 | https://www.l-com.cn/fiber-patch-cable-mpo-male-mpo-male-12-fiber-mmf-om3-type-a-ofnp-rated-3-meter-mpmm12om3ap-3
MPMM12OM3AP-10 | 光纤跳线 MPO 公头到 MPO 公头，12 光纤 MMF OM3 A 型，OFNP（Plenum 级），10 米 | 180.39 | https://www.l-com.cn/fiber-patch-cable-mpo-male-mpo-male-12-fiber-mmf-om3-type-a-ofnp-rated-10-meter-mpmm12om3ap-10
MPMM12OM3AP-1 | 光纤跳线 MPO 公头到 MPO 公头，12 光纤 MMF OM3 A 型，OFNP（Plenum 级），1 米 | 590.9538 | https://www.l-com.cn/fiber-patch-cable-mpo-male-mpo-male-12-fiber-mmf-om3-type-a-ofnp-rated-1-meter-mpmm12om3ap-1
MPMF8SMBZ-5 | 光纤跳线 MPO 公头到 MPO 母头，8 芯 SMF B 型，LSZH（低烟，零卤素），5 米 | 125.63 | https://www.l-com.cn/fiber-patch-cable-mpo-male-mpo-female-8-fiber-smf-type-b-lszh-rated-5-meter-mpmf8smbz-5
MPMF8SMBZ-3 | 光纤跳线 MPO 公头到 MPO 母头，8 芯 SMF B 型，LSZH（低烟，零卤素），3 米 | 123.24 | https://www.l-com.cn/fiber-patch-cable-mpo-male-mpo-female-8-fiber-smf-type-b-lszh-rated-3-meter-mpmf8smbz-3
MPMF8SMBZ-10 | 光纤跳线 MPO 公头到 MPO 母头，8 芯 SMF B 型，LSZH（低烟，零卤素），10 米 | 131.61 | https://www.l-com.cn/fiber-patch-cable-mpo-male-mpo-female-8-fiber-smf-type-b-lszh-rated-10-meter-mpmf8smbz-10
MPMF8SMBZ-1 | 光纤跳线 MPO 公头到 MPO 母头，8 芯 SMF B 型，LSZH（低烟，零卤素），1 米 | 120.84 | https://www.l-com.cn/fiber-patch-cable-mpo-male-mpo-female-8-fiber-smf-type-b-lszh-rated-1-meter-mpmf8smbz-1
MPMF8SMBR-5 | 光纤跳线 MPO 公头到 MPO 母头，8 芯 SMF B 型，OFNR（Riser 级），5 米 | 125.63 | https://www.l-com.cn/fiber-patch-cable-mpo-male-mpo-female-8-fiber-smf-type-b-ofnr-rated-5-meter-mpmf8smbr-5
MPMF8SMBR-3 | 光纤跳线 MPO 公头到 MPO 母头，8 芯 SMF B 型，OFNR（Riser 级），3 米 | 123.24 | https://www.l-com.cn/fiber-patch-cable-mpo-male-mpo-female-8-fiber-smf-type-b-ofnr-rated-3-meter-mpmf8smbr-3
MPMF8SMBR-10 | 光纤跳线 MPO 公头到 MPO 母头，8 芯 SMF B 型，OFNR（Riser 级），10 米 | 131.61 | https://www.l-com.cn/fiber-patch-cable-mpo-male-mpo-female-8-fiber-smf-type-b-ofnr-rated-10-meter-mpmf8smbr-10
MPMF8SMBR-1 | 光纤跳线 MPO 公头到 MPO 母头，8 芯 SMF B 型，OFNR（Riser 级），1 米 | 120.84 | https://www.l-com.cn/fiber-patch-cable-mpo-male-mpo-female-8-fiber-smf-type-b-ofnr-rated-1-meter-mpmf8smbr-1
MPMF8SMBP-5 | 光纤跳线 MPO 公头到 MPO 母头，8 芯 SMF B 型，OFNP（阻燃级），5 米 | 128.85 | https://www.l-com.cn/fiber-patch-cable-mpo-male-mpo-female-8-fiber-smf-type-b-ofnp-rated-5-meter-mpmf8smbp-5
MPMF8SMBP-3 | 光纤跳线 MPO 公头到 MPO 母头，8 芯 SMF B 型，OFNP（阻燃级），3 米 | 125.17 | https://www.l-com.cn/fiber-patch-cable-mpo-male-mpo-female-8-fiber-smf-type-b-ofnp-rated-3-meter-mpmf8smbp-3
MPMF8SMBP-10 | 光纤跳线 MPO 公头到 MPO 母头，8 芯 SMF B 型，OFNP（阻燃级），10 米 | 138.05 | https://www.l-com.cn/fiber-patch-cable-mpo-male-mpo-female-8-fiber-smf-type-b-ofnp-rated-10-meter-mpmf8smbp-10
MPMF8SMBP-1 | 光纤跳线 MPO 公头到 MPO 母头，8 芯 SMF B 型，OFNP（阻燃级），1 米 | 121.49 | https://www.l-com.cn/fiber-patch-cable-mpo-male-mpo-female-8-fiber-smf-type-b-ofnp-rated-1-meter-mpmf8smbp-1
MPMF8SMAZ-5 | 光纤跳线 MPO 公头到 MPO 母头，8 芯 SMF A 型，LSZH（低烟，零卤素），5 | 125.63 | https://www.l-com.cn/fiber-patch-cable-mpo-male-mpo-female-8-fiber-smf-type-a-lszh-rated-5-meter-mpmf8smaz-5
MPMF8SMAZ-3 | 光纤跳线 MPO 公头到 MPO 母头，8 芯 SMF A 型，LSZH（低烟，零卤素），3 米 | 123.24 | https://www.l-com.cn/fiber-patch-cable-mpo-male-mpo-female-8-fiber-smf-type-a-lszh-rated31-meter-mpmf8smaz-3
MPMF8SMAZ-10 | 光纤跳线 MPO 公头到 MPO 母头，8 芯 SMF A 型，LSZH（低烟，零卤素），10 米 | 131.61 | https://www.l-com.cn/fiber-patch-cable-mpo-male-mpo-female-8-fiber-smf-type-a-lszh-rated-10-meter-mpmf8smaz-10
MPMF8SMAZ-1 | 光纤跳线 MPO 公头到 MPO 母头，8 芯 SMF A 型，LSZH（低烟，零卤素），1 米 | 120.84 | https://www.l-com.cn/fiber-patch-cable-mpo-male-mpo-female-8-fiber-smf-type-a-lszh-rated-1-meter-mpmf8smaz-1
MPMF8SMAR-5 | 光纤跳线 MPO 公头到 MPO 母头，8 芯 SMF A 型，OFNR（Riser 级），5 米 | 125.63 | https://www.l-com.cn/fiber-patch-cable-mpo-male-mpo-female-8-fiber-smf-type-a-ofnr-rated-5-meter-mpmf8smar-5
MPMF8SMAR-3 | 光纤跳线 MPO 公头到 MPO 母头，8 芯 SMF A 型，OFNR（Riser 级），3 米 | 123.24 | https://www.l-com.cn/fiber-patch-cable-mpo-male-mpo-female-8-fiber-smf-type-a-ofnr-rated-3-meter-mpmf8smar-3
MPMF8SMAR-10 | 光纤跳线 MPO 公头到 MPO 母头，8 芯 SMF A 型，OFNR（Riser 级），10 米 | 131.61 | https://www.l-com.cn/fiber-patch-cable-mpo-male-mpo-female-8-fiber-smf-type-a-ofnr-rated-10-meter-mpmf8smar-10
MPMF8SMAR-1 | 光纤跳线 MPO 公头到 MPO 母头，8 芯 SMF A 型，OFNR（Riser 级），1 米 | 120.84 | https://www.l-com.cn/fiber-patch-cable-mpo-male-mpo-female-8-fiber-smf-type-a-ofnr-rated-1-meter-mpmf8smar-1
MPMF8SMAP-5 | 光纤跳线 MPO 公头到 MPO 母头，8 芯 SMF A 型，OFNP（阻燃级），5 米 | 128.85 | https://www.l-com.cn/fiber-patch-cable-mpo-male-mpo-female-8-fiber-smf-type-a-ofnp-rated-5-meter-mpmf8smap-5
MPMF8SMAP-3 | 光纤跳线 MPO 公头到 MPO 母头，8 芯 SMF A 型，OFNP（阻燃级），3 米 | 125.17 | https://www.l-com.cn/fiber-patch-cable-mpo-male-mpo-female-8-fiber-smf-type-a-ofnp-rated-3-meter-mpmf8smap-3
MPMF8SMAP-1 | 光纤跳线 MPO 公头到 MPO 母头，8 芯 SMF A 型，OFNP（阻燃级），1 米 | 121.49 | https://www.l-com.cn/fiber-patch-cable-mpo-male-mpo-female-8-fiber-smf-type-a-ofnp-rated-1-meter-mpmf8smap-1
MPMF8OM4AR-3 | MPO 带针到 MPO 无针，8 光纤，A 型，40GB 50/125 OM4 MMF，OFNR，3 米 | 115.69 | https://www.l-com.cn/mpo-w-pins-to-mpo-no-pins-8-fiber-type-a-40gb-50-125-om4-mmf-ofnr-3-meter-mpmf8om4ar-3
MPMF8OM4AR-10 | MPO 带针到 MPO 无针，8 光纤，A 型，40GB 50/125 OM4 MMF，OFNR，10 米 | 164.47 | https://www.l-com.cn/mpo-w-pins-to-mpo-no-pins-8-fiber-type-a-40gb-50-125-om4-mmf-ofnr-10-meter-mpmf8om4ar-10
MPMF8OM3BZ-5 | 光纤跳线 MPO 公头到 MPO 母头，8 芯 MMF OM3 B 型，LSZH（低烟，零卤素），5 米 | 118.27 | https://www.l-com.cn/fiber-patch-cable-mpo-male-mpo-female-8-fiber-mmf-om3-type-b-lszh-rated-5-meter-mpmf8om3bz-5
MPMF8OM3BZ-3 | 光纤跳线 MPO 公头到 MPO 母头，8 芯 MMF OM3 B 型，LSZH（低烟，零卤素），3 米 | 109.98 | https://www.l-com.cn/fiber-patch-cable-mpo-male-mpo-female-8-fiber-mmf-om3-type-b-lszh-rated-3-meter-mpmf8om3bz-3
MPMF8OM3BZ-10 | 光纤跳线 MPO 公头到 MPO 母头，8 芯 MMF OM3 B 型，LSZH（低烟，零卤素），10 米 | 138.97 | https://www.l-com.cn/fiber-patch-cable-mpo-male-mpo-female-8-fiber-mmf-om3-type-b-lszh-rated-10-meter-mpmf8om3bz-10
MPMF8OM3BZ-1 | 光纤跳线 MPO 公头到 MPO 母头，8 芯 MMF OM3 B 型，LSZH（低烟，零卤素），1 米 | 101.7 | https://www.l-com.cn/fiber-patch-cable-mpo-male-mpo-female-8-fiber-mmf-om3-type-b-lszh-rated-1-meter-mpmf8om3bz-1
MPMF8OM3BR-5 | 光纤跳线 MPO 公头到 MPO 母头，8 芯 MMF OM3 B 型，OFNR（Riser 级），5 米 | 118.27 | https://www.l-com.cn/fiber-patch-cable-mpo-male-mpo-female-8-fiber-mmf-om3-type-b-ofnr-rated-5-meter-mpmf8om3br-5
MPMF8OM3BR-3 | 光纤跳线 MPO 公头到 MPO 母头，8 芯 MMF OM3 B 型，OFNR（Riser 级），3 米 | 109.98 | https://www.l-com.cn/fiber-patch-cable-mpo-male-mpo-female-8-fiber-mmf-om3-type-b-ofnr-rated-3-meter-mpmf8om3br-3
MPMF8OM3BR-10 | 光纤跳线 MPO 公头到 MPO 母头，8 芯 MMF OM3 B 型，OFNR（Riser 级），10 米 | 138.97 | https://www.l-com.cn/fiber-patch-cable-mpo-male-mpo-female-8-fiber-mmf-om3-type-b-ofnr-rated-10-meter-mpmf8om3br-10
MPMF8OM3BR-1 | 光纤跳线 MPO 公头到 MPO 母头，8 芯 MMF OM3 B 型，OFNR（Riser 级），1 米 | 101.7 | https://www.l-com.cn/fiber-patch-cable-mpo-male-mpo-female-8-fiber-mmf-om3-type-b-ofnr-rated-1-meter-mpmf8om3br-1
MPMF8OM3BP-5 | 光纤跳线 MPO 公头到 MPO 母头，8 芯 MMF OM3 B 型，OFNP（阻燃级），5 米 | 123.79 | https://www.l-com.cn/fiber-patch-cable-mpo-male-mpo-female-8-fiber-mmf-om3-type-b-ofnp-rated-5-meter-mpmf8om3bp-5
MPMF8OM3BP-3 | 光纤跳线 MPO 公头到 MPO 母头，8 芯 MMF OM3 B 型，OFNP（阻燃级），3 米 | 113.29 | https://www.l-com.cn/fiber-patch-cable-mpo-male-mpo-female-8-fiber-mmf-om3-type-b-ofnp-rated-3-meter-mpmf8om3bp-3
MPMF8OM3BP-10 | 光纤跳线 MPO 公头到 MPO 母头，8 芯 MMF OM3 B 型，OFNP（阻燃级），10 米 | 150.02 | https://www.l-com.cn/fiber-patch-cable-mpo-male-mpo-female-8-fiber-mmf-om3-type-b-ofnp-rated-10-meter-mpmf8om3bp-10
MPMF8OM3BP-1 | 光纤跳线 MPO 公头到 MPO 母头，8 芯 MMF OM3 B 型，OFNP（阻燃级），1 米 | 102.81 | https://www.l-com.cn/fiber-patch-cable-mpo-male-mpo-female-8-fiber-mmf-om3-type-b-ofnp-rated-1-meter-mpmf8om3bp-1
MPMF8OM3AR-5 | 光纤跳线 MPO 公头到 MPO 母头，8 芯 MMF OM3 A 型，OFNR（Riser 级），5 米 | 118.27 | https://www.l-com.cn/fiber-patch-cable-mpo-male-mpo-female-8-fiber-mmf-om3-type-a-ofnr-rated-5-meter-mpmf8om3ar-5
MPMF8OM3AR-3 | 光纤跳线 MPO 公头到 MPO 母头，8 芯 MMF OM3 A 型，OFNR（Riser 级），3 米 | 109.98 | https://www.l-com.cn/fiber-patch-cable-mpo-male-mpo-female-8-fiber-mmf-om3-type-a-ofnr-rated-3-meter-mpmf8om3ar-3
MPMF8OM3AR-10 | 光纤跳线 MPO 公头到 MPO 母头，8 芯 MMF OM3 A 型，OFNR（Riser 级），10 米 | 138.97 | https://www.l-com.cn/fiber-patch-cable-mpo-male-mpo-female-8-fiber-mmf-om3-type-a-ofnr-rated-10-meter-mpmf8om3ar-10
MPMF8OM3AR-1 | 光纤跳线 MPO 公头到 MPO 母头，8 芯 MMF OM3 A 型，OFNR（Riser 级），1 米 | 101.7 | https://www.l-com.cn/fiber-patch-cable-mpo-male-mpo-female-8-fiber-mmf-om3-type-a-ofnr-rated-1-meter-mpmf8om3ar-1
MPMF8OM3AP-5 | 光纤跳线 MPO 公头到 MPO 母头，8 芯 MMF OM3 A 型，OFNP（阻燃级），5 米 | 123.79 | https://www.l-com.cn/fiber-patch-cable-mpo-male-mpo-female-8-fiber-mmf-om3-type-a-ofnp-rated-5-meter-mpmf8om3ap-5
MPMF8OM3AP-3 | 光纤跳线 MPO 公头到 MPO 母头，8 芯 MMF OM3 A 型，OFNP（阻燃级），3 米 | 113.29 | https://www.l-com.cn/fiber-patch-cable-mpo-male-mpo-female-8-fiber-mmf-om3-type-a-ofnp-rated-3-meter-mpmf8om3ap-3
MPMF8OM3AP-10 | 光纤跳线 MPO 公头到 MPO 母头，8 芯 MMF OM3 A 型，OFNP（阻燃级），10 米 | 150.02 | https://www.l-com.cn/fiber-patch-cable-mpo-male-mpo-female-8-fiber-mmf-om3-type-a-ofnp-rated-10-meter-mpmf8om3ap-10
MPMF8OM3AP-1 | 光纤跳线 MPO 公头到 MPO 母头，8 芯 MMF OM3 A 型，OFNP（阻燃级），1 米 | 102.81 | https://www.l-com.cn/fiber-patch-cable-mpo-male-mpo-female-8-fiber-mmf-om3-type-a-ofnp-rated-1-meter-mpmf8om3ap-1
MPMF24SMBZ-3 | MPO 带针到 MPO 无针，24 光纤，B 型，9/125 SMF OS2，LSZH，3 米 | 273.52 | https://www.l-com.cn/mpo-w-pins-to-mpo-no-pins-24-fiber-type-b-9-125-smf-os2-lszh-3-meter-mpmf24smbz-3
MPMF24SMBZ-10 | MPO 带针到 MPO 无针，24 光纤，B 型，9/125 SMF OS2，LSZH，10 米 | 293.81 | https://www.l-com.cn/mpo-w-pins-to-mpo-no-pins-24-fiber-type-b-9-125-smf-os2-lszh-10-meter-mpmf24smbz-10
MPMF24SMBR-3 | MPO 带针到 MPO 无针，24 光纤，B 型，9/125 SMF OS2，OFNR，3 米 | 273.52 | https://www.l-com.cn/mpo-w-pins-to-mpo-no-pins-24-fiber-type-b-9-125-smf-os2-ofnr-3-meter-mpmf24smbr-3
MPMF24SMBR-10 | MPO 带针到 MPO 无针，24 光纤，B 型，9/125 SMF OS2，OFNR，10 米 | 293.81 | https://www.l-com.cn/mpo-w-pins-to-mpo-no-pins-24-fiber-type-b-9-125-smf-os2-ofnr-10-meter-mpmf24smbr-10
MPMF24SMAZ-3 | MPO 带针到 MPO 无针，24 光纤，A 型，9/125 SMF OS2，LSZH，3 米 | 273.52 | https://www.l-com.cn/mpo-w-pins-to-mpo-no-pins-24-fiber-type-a-9-125-smf-os2-lszh-3-meter-mpmf24smaz-3
MPMF24SMAZ-10 | MPO 带针到 MPO 无针，24 光纤，A 型，9/125 SMF OS2，LSZH，10 米 | 293.81 | https://www.l-com.cn/mpo-w-pins-to-mpo-no-pins-24-fiber-type-a-9-125-smf-os2-lszh-10-meter-mpmf24smaz-10
MPMF24SMAR-3 | MPO 带针到 MPO 无针，24 光纤，A 型，9/125 SMF OS2，OFNR，3 米 | 273.52 | https://www.l-com.cn/mpo-w-pins-to-mpo-no-pins-24-fiber-type-a-9-125-smf-os2-ofnr-3-meter-mpmf24smar-3
MPMF24SMAR-10 | MPO 带针到 MPO 无针，24 光纤，A 型，9/125 SMF OS2，OFNR，10 米 | 293.81 | https://www.l-com.cn/mpo-w-pins-to-mpo-no-pins-24-fiber-type-a-9-125-smf-os2-ofnr-10-meter-mpmf24smar-10
MPMF24OM5BR-3 | MPO 带针到 MPO 无针，24 光纤，B 型，100GB 50/125 OM5 MMF，OFNR，3 米 | 301.06 | https://www.l-com.cn/mpo-w-pins-to-mpo-no-pins-24-fiber-type-b-100gb-50-125-om5-mmf-ofnr-3-meter-mpmf24om5br-3
MPMF24OM5BR-10 | MPO 带针到 MPO 无针，24 光纤，B 型，100GB 50/125 OM5 MMF，OFNR，10 米 | 574.25 | https://www.l-com.cn/mpo-w-pins-to-mpo-no-pins-24-fiber-type-b-100gb-50-125-om5-mmf-ofnr-10-meter-mpmf24om5br-10
MPMF24OM5AZ-3 | MPO 带针到 MPO 无针，24 光纤，A 型，100GB 50/125 OM5 MMF，LSZH，3 米 | 301.06 | https://www.l-com.cn/mpo-w-pins-to-mpo-no-pins-24-fiber-type-a-100gb-50-125-om5-mmf-lszh-3-meter-mpmf24om5az-3
MPMF24OM5AZ-10 | MPO 带针到 MPO 无针，24 光纤，A 型，100GB 50/125 OM5 MMF，LSZH，10 米 | 574.25 | https://www.l-com.cn/mpo-w-pins-to-mpo-no-pins-24-fiber-type-a-100gb-50-125-om5-mmf-lszh-10-meter-mpmf24om5az-10
MPMF24OM5AR-3 | MPO 带针到 MPO 无针，24 光纤，A 型，100GB 50/125 OM5 MMF，OFNR，3 米 | 301.06 | https://www.l-com.cn/mpo-w-pins-to-mpo-no-pins-24-fiber-type-a-100gb-50-125-om5-mmf-ofnr-3-meter-mpmf24om5ar-3
MPMF24OM5AR-10 | MPO 带针到 MPO 无针，24 光纤，A 型，100GB 50/125 OM5 MMF，OFNR，10 米 | 574.25 | https://www.l-com.cn/mpo-w-pins-to-mpo-no-pins-24-fiber-type-a-100gb-50-125-om5-mmf-ofnr-10-meter-mpmf24om5ar-10
MPMF24OM4BZ-3 | MPO 带针到 MPO 无针，24 光纤，B 型，40GB 50/125 OM4 MMF，LSZH，3 米 | 240.85 | https://www.l-com.cn/mpo-w-pins-to-mpo-no-pins-24-fiber-type-b-40gb-50-125-om4-mmf-lszh-3-meter-mpmf24om4bz-3
MPMF24OM4BZ-10 | MPO 带针到 MPO 无针，24 光纤，B 型，40GB 50/125 OM4 MMF，LSZH，10 米 | 373.54 | https://www.l-com.cn/mpo-w-pins-to-mpo-no-pins-24-fiber-type-b-40gb-50-125-om4-mmf-lszh-10-meter-mpmf24om4bz-10
MPMF24OM4BR-3 | MPO 带针到 MPO 无针，24 光纤，B 型，40GB 50/125 OM4 MMF，OFNR，3 米 | 240.85 | https://www.l-com.cn/mpo-w-pins-to-mpo-no-pins-24-fiber-type-b-40gb-50-125-om4-mmf-ofnr-3-meter-mpmf24om4br-3
MPMF24OM4BR-10 | MPO 带针到 MPO 无针，24 光纤，B 型，40GB 50/125 OM4 MMF，OFNR，10 米 | 373.54 | https://www.l-com.cn/mpo-w-pins-to-mpo-no-pins-24-fiber-type-b-40gb-50-125-om4-mmf-ofnr-10-meter-mpmf24om4br-10
MPMF24OM4AZ-3 | MPO 带针到 MPO 无针，24 光纤，A 型，40GB 50/125 OM4 MMF，LSZH，3 米 | 240.85 | https://www.l-com.cn/mpo-w-pins-to-mpo-no-pins-24-fiber-type-a-40gb-50-125-om4-mmf-lszh-3-meter-mpmf24om4az-3
MPMF24OM4AZ-10 | MPO 带针到 MPO 无针，24 光纤，A 型，40GB 50/125 OM4 MMF，LSZH，10 米 | 373.54 | https://www.l-com.cn/mpo-w-pins-to-mpo-no-pins-24-fiber-type-a-40gb-50-125-om4-mmf-lszh-10-meter-mpmf24om4az-10
MPMF24OM4AR-3 | MPO 带针到 MPO 无针，24 光纤，A 型，40GB 50/125 OM4 MMF，OFNR，3 米 | 240.85 | https://www.l-com.cn/mpo-w-pins-to-mpo-no-pins-24-fiber-type-a-40gb-50-125-om4-mmf-ofnr-3-meter-mpmf24om4ar-3
MPMF24OM4AR-10 | MPO 带针到 MPO 无针，24 光纤，A 型，40GB 50/125 OM4 MMF，OFNR，10 米 | 373.54 | https://www.l-com.cn/mpo-w-pins-to-mpo-no-pins-24-fiber-type-a-40gb-50-125-om4-mmf-ofnr-10-meter-mpmf24om4ar-10
MPMF24OM3BZ-3 | MPO 带针到 MPO 无针，24 光纤，B 型，10GB 50/125 OM3 MMF，LSZH，3 米 | 223.01 | https://www.l-com.cn/mpo-w-pins-to-mpo-no-pins-24-fiber-type-b-10gb-50-125-om3-mmf-lszh-3-meter-mpmf24om3bz-3
MPMF24OM3BZ-10 | MPO 带针到 MPO 无针，24 光纤，B 型，10GB 50/125 OM3 MMF，LSZH，10 米 | 301.06 | https://www.l-com.cn/mpo-w-pins-to-mpo-no-pins-24-fiber-type-b-10gb-50-125-om3-mmf-lszh-10-meter-mpmf24om3bz-10
MPMF24OM3BR-3 | MPO 带针到 MPO 无针，24 光纤，B 型，10GB 50/125 OM3 MMF，OFNR，3 米 | 223.01 | https://www.l-com.cn/mpo-w-pins-to-mpo-no-pins-24-fiber-type-b-10gb-50-125-om3-mmf-ofnr-3-meter-mpmf24om3br-3
MPMF24OM3BR-10 | MPO 带针到 MPO 无针，24 光纤，B 型，10GB 50/125 OM3 MMF，OFNR，10 米 | 301.06 | https://www.l-com.cn/mpo-w-pins-to-mpo-no-pins-24-fiber-type-b-10gb-50-125-om3-mmf-ofnr-10-meter-mpmf24om3br-10
MPMF24OM3AZ-3 | MPO 带针到 MPO 无针，24 光纤，A 型，10GB 50/125 OM3 MMF，LSZH，3 米 | 223.01 | https://www.l-com.cn/mpo-w-pins-to-mpo-no-pins-24-fiber-type-a-10gb-50-125-om3-mmf-lszh-3-meter-mpmf24om3az-3
MPMF24OM3AZ-10 | MPO 带针到 MPO 无针，24 光纤，A 型，10GB 50/125 OM3 MMF，LSZH，10 米 | 301.06 | https://www.l-com.cn/mpo-w-pins-to-mpo-no-pins-24-fiber-type-a-10gb-50-125-om3-mmf-lszh-10-meter-mpmf24om3az-10
MPMF24OM3AR-3 | MPO 带针到 MPO 无针，24 光纤，A 型，10GB 50/125 OM3 MMF，OFNR，3 米 | 223.01 | https://www.l-com.cn/mpo-w-pins-to-mpo-no-pins-24-fiber-type-a-10gb-50-125-om3-mmf-ofnr-3-meter-mpmf24om3ar-3
MPMF24OM3AR-10 | MPO 带针到 MPO 无针，24 光纤，A 型，10GB 50/125 OM3 MMF，OFNR，10 米 | 301.06 | https://www.l-com.cn/mpo-w-pins-to-mpo-no-pins-24-fiber-type-a-10gb-50-125-om3-mmf-ofnr-10-meter-mpmf24om3ar-10
MPMF24OM2BZ-3 | MPO 带针到 MPO 无针，24 光纤，B 型，50/125 OM2 MMF，LSZH，3 米 | 198.36 | https://www.l-com.cn/mpo-w-pins-to-mpo-no-pins-24-fiber-type-b-50-125-om2-mmf-lszh-3-meter-mpmf24om2bz-3
MPMF24OM2BZ-10 | MPO 带针到 MPO 无针，24 光纤，B 型，50/125 OM2 MMF，LSZH，10 米 | 231.93 | https://www.l-com.cn/mpo-w-pins-to-mpo-no-pins-24-fiber-type-b-50-125-om2-mmf-lszh-10-meter-mpmf24om2bz-10
MPMF24OM2BR-3 | MPO 带针到 MPO 无针，24 光纤，B 型，50/125 OM2 MMF，OFNR，3 米 | 198.04 | https://www.l-com.cn/mpo-w-pins-to-mpo-no-pins-24-fiber-type-b-50-125-om2-mmf-ofnr-3-meter-mpmf24om2br-3
MPMF24OM2BR-10 | MPO 带针到 MPO 无针，24 光纤，B 型，50/125 OM2 MMF，OFNR，10 米 | 230.81 | https://www.l-com.cn/mpo-w-pins-to-mpo-no-pins-24-fiber-type-b-50-125-om2-mmf-ofnr-10-meter-mpmf24om2br-10
MPMF24OM2AZ-3 | MPO 带针到 MPO 无针，24 光纤，A 型，50/125 OM2 MMF，LSZH，3 米 | 198.36 | https://www.l-com.cn/mpo-w-pins-to-mpo-no-pins-24-fiber-type-a-50-125-om2-mmf-lszh-3-meter-mpmf24om2az-3
MPMF24OM2AZ-10 | MPO 带针到 MPO 无针，24 光纤，A 型，50/125 OM2 MMF，LSZH，10 米 | 231.93 | https://www.l-com.cn/mpo-w-pins-to-mpo-no-pins-24-fiber-type-a-50-125-om2-mmf-lszh-10-meter-mpmf24om2az-10
MPMF24OM2AR-3 | MPO 带针到 MPO 无针，24 光纤，A 型，50/125 OM2 MMF，OFNR，3 米 | 198.04 | https://www.l-com.cn/mpo-w-pins-to-mpo-no-pins-24-fiber-type-a-50-125-om2-mmf-ofnr-3-meter-mpmf24om2ar-3
MPMF24OM2AR-10 | MPO 带针到 MPO 无针，24 光纤，A 型，50/125 OM2 MMF，OFNR，10 米 | 230.81 | https://www.l-com.cn/mpo-w-pins-to-mpo-no-pins-24-fiber-type-a-50-125-om2-mmf-ofnr-10-meter-mpmf24om2ar-10
MPMF24OM1BZ-3 | MPO 带针到 MPO 无针，24 光纤，B 型，62.5/125 OM1 MMF，LSZH，3 米 | 210.07 | https://www.l-com.cn/mpo-w-pins-to-mpo-no-pins-24-fiber-type-b-62.5-125-om1-mmf-lszh-3-meter-mpmf24om1bz-3
MPMF24OM1BZ-10 | MPO 带针到 MPO 无针，24 光纤，B 型，62.5/125 OM1 MMF，LSZH，10 米 | 270.96 | https://www.l-com.cn/mpo-w-pins-to-mpo-no-pins-24-fiber-type-b-62.5-125-om1-mmf-lszh-10-meter-mpmf24om1bz-10
MPMF24OM1BR-3 | MPO 带针到 MPO 无针，24 光纤，B 型，62.5/125 OM1 MMF，OFNR，3 米 | 209.74 | https://www.l-com.cn/mpo-w-pins-to-mpo-no-pins-24-fiber-type-b-62.5-125-om1-mmf-ofnr-3-meter-mpmf24om1br-3
MPMF24OM1BR-10 | MPO 带针到 MPO 无针，24 光纤，B 型，62.5/125 OM1 MMF，OFNR，10 米 | 269.84 | https://www.l-com.cn/mpo-w-pins-to-mpo-no-pins-24-fiber-type-b-62.5-125-om1-mmf-ofnr-10-meter-mpmf24om1br-10
MPMF24OM1AZ-3 | MPO 带针到 MPO 无针，24 光纤，A 型，62.5/125 OM1 MMF，LSZH，3 米 | 210.07 | https://www.l-com.cn/mpo-w-pins-to-mpo-no-pins-24-fiber-type-a-62.5-125-om1-mmf-lszh-3-meter-mpmf24om1az-3
MPMF24OM1AZ-10 | MPO 带针到 MPO 无针，24 光纤，A 型，62.5/125 OM1 MMF，LSZH，10 米 | 270.96 | https://www.l-com.cn/mpo-w-pins-to-mpo-no-pins-24-fiber-type-a-62.5-125-om1-mmf-lszh-10-meter-mpmf24om1az-10
MPMF24OM1AR-3 | MPO 带针到 MPO 无针，24 光纤，A 型，62.5/125 OM1 MMF，OFNR，3 米 | 209.74 | https://www.l-com.cn/mpo-w-pins-to-mpo-no-pins-24-fiber-type-a-62.5-125-om1-mmf-ofnr-3-meter-mpmf24om1ar-3
MPMF24OM1AR-10 | MPO 带针到 MPO 无针，24 光纤，A 型，62.5/125 OM1 MMF，OFNR，10 米 | 269.84 | https://www.l-com.cn/mpo-w-pins-to-mpo-no-pins-24-fiber-type-a-62.5-125-om1-mmf-ofnr-10-meter-mpmf24om1ar-10
MPMF12SMBZ-5 | 光纤跳线 MPO 公头到 MPO 母头，12 芯 SMF B 型，LSZH（低烟，零卤素），5 米 | 129.77 | https://www.l-com.cn/fiber-patch-cable-mpo-male-mpo-female-12-fiber-smf-type-b-lszh-rated-5-meter-mpmf12smbz-5
MPMF12SMBZ-3 | 光纤跳线 MPO 公头到 MPO 母头，12 芯 SMF B 型，LSZH（低烟，零卤素），3 米 | 125.72 | https://www.l-com.cn/fiber-patch-cable-mpo-male-mpo-female-12-fiber-smf-type-b-lszh-rated-3-meter-mpmf12smbz-3
MPMF12SMBZ-10 | 光纤跳线 MPO 公头到 MPO 母头，12 芯 SMF B 型，LSZH（低烟，零卤素），10 米 | 139.89 | https://www.l-com.cn/fiber-patch-cable-mpo-male-mpo-female-12-fiber-smf-type-b-lszh-rated-10-meter-mpmf12smbz-10
MPMF12SMBZ-1 | 光纤跳线 MPO 公头到 MPO 母头，12 芯 SMF B 型，LSZH（低烟，零卤素），1 米 | 121.67 | https://www.l-com.cn/fiber-patch-cable-mpo-male-mpo-female-12-fiber-smf-type-b-lszh-rated-1-meter-mpmf12smbz-1
MPMF12SMBR-5 | 光纤跳线 MPO 公头到 MPO 母头，12 芯 SMF B 型，OFNR（Riser 级），5 米 | 129.77 | https://www.l-com.cn/fiber-patch-cable-mpo-male-mpo-female-8-fiber-smf-type-a-ofnp-rated-10-meter-mpmf8smap-10
MPMF12SMBR-3 | 光纤跳线 MPO 公头到 MPO 母头，12 芯 SMF B 型，OFNR（Riser 级），3 米 | 125.72 | https://www.l-com.cn/fiber-patch-cable-mpo-male-mpo-female-12-fiber-smf-type-b-ofnr-rated-3-meter-mpmf12smbr-3
MPMF12SMBR-10 | 光纤跳线 MPO 公头到 MPO 母头，12 芯 SMF B 型，OFNR（Riser 级），10 米 | 139.89 | https://www.l-com.cn/fiber-patch-cable-mpo-male-mpo-female-12-fiber-smf-type-b-ofnr-rated-10-meter-mpmf12smbr-10
MPMF12SMBR-1 | 光纤跳线 MPO 公头到 MPO 母头，12 芯 SMF B 型，OFNR（Riser 级），1 米 | 121.67 | https://www.l-com.cn/fiber-patch-cable-mpo-male-mpo-female-12-fiber-smf-type-b-ofnr-rated-1-meter-mpmf12smbr-1
MPMF12SMBP-5 | 光纤跳线 MPO 公头到 MPO 母头，12 芯 SMF B 型，OFNP（阻燃级），5 米 | 133.45 | https://www.l-com.cn/fiber-patch-cable-mpo-male-mpo-female-12-fiber-smf-type-b-ofnp-rated-5-meter-mpmf12smbp-5
MPMF12SMBP-3 | 光纤跳线 MPO 公头到 MPO 母头，12 芯 SMF B 型，OFNP（阻燃级），3 米 | 127.93 | https://www.l-com.cn/fiber-patch-cable-mpo-male-mpo-female-12-fiber-smf-type-b-ofnp-rated-3-meter-mpmf12smbp-3
MPMF12SMBP-10 | 光纤跳线 MPO 公头到 MPO 母头，12 芯 SMF B 型，OFNP（阻燃级），10 米 | 147.26 | https://www.l-com.cn/fiber-patch-cable-mpo-male-mpo-female-12-fiber-smf-type-b-ofnp-rated-10-meter-mpmf12smbp-10
MPMF12SMBP-1 | 光纤跳线 MPO 公头到 MPO 母头，12 芯 SMF B 型，OFNP（阻燃级），1 米 | 122.41 | https://www.l-com.cn/fiber-patch-cable-mpo-male-mpo-female-12-fiber-smf-type-b-ofnp-rated-1-meter-mpmf12smbp-1
MPMF12SMAZ-5 | 光纤跳线 MPO 公头到 MPO 母头，12 芯 SMF A 型，LSZH（低烟，零卤素），5 米 | 129.77 | https://www.l-com.cn/fiber-patch-cable-mpo-male-mpo-female-12-fiber-smf-type-a-lszh-rated-5-meter-mpmf12smaz-5
MPMF12SMAZ-3 | 光纤跳线 MPO 公头到 MPO 母头，12 芯 SMF A 型，LSZH（低烟，零卤素），3 米 | 125.72 | https://www.l-com.cn/fiber-patch-cable-mpo-male-mpo-female-12-fiber-smf-type-a-lszh-rated-3-meter-mpmf12smaz-3
MPMF12SMAZ-10 | 光纤跳线 MPO 公头到 MPO 母头，12 芯 SMF A 型，LSZH（低烟，零卤素），10 米 | 139.89 | https://www.l-com.cn/fiber-patch-cable-mpo-male-mpo-female-12-fiber-smf-type-a-lszh-rated-10-meter-mpmf12smaz-10
MPMF12SMAZ-1 | 光纤跳线 MPO 公头到 MPO 母头，12 芯 SMF A 型，LSZH（低烟，零卤素），1 米 | 121.67 | https://www.l-com.cn/fiber-patch-cable-mpo-male-mpo-female-12-fiber-smf-type-a-lszh-rated-1-meter-mpmf12smaz-1
MPMF12SMAR-5 | 光纤跳线 MPO 公头到 MPO 母头，12 芯 SMF A 型，OFNR（Riser 级），5 米 | 129.77 | https://www.l-com.cn/fiber-patch-cable-mpo-male-mpo-female-12-fiber-smf-type-a-ofnr-rated-5-meter-mpmf12smar-5
MPMF12SMAR-3 | 光纤跳线 MPO 公头到 MPO 母头，12 芯 SMF A 型，OFNR（Riser 级），3 米 | 125.72 | https://www.l-com.cn/fiber-patch-cable-mpo-male-mpo-female-12-fiber-smf-type-a-ofnr-rated-3-meter-mpmf12smar-3
MPMF12SMAR-10 | 光纤跳线 MPO 公头到 MPO 母头，12 芯 SMF A 型，OFNR（Riser 级），10 米 | 139.89 | https://www.l-com.cn/fiber-patch-cable-mpo-male-mpo-female-12-fiber-smf-type-a-ofnr-rated-10-meter-mpmf12smar-10
MPMF12SMAR-1 | 光纤跳线 MPO 公头到 MPO 母头，12 芯 SMF A 型，OFNR（Riser 级），1 米 | 121.67 | https://www.l-com.cn/fiber-patch-cable-mpo-male-mpo-female-12-fiber-smf-type-a-ofnr-rated-1-meter-mpmf12smar-1
MPMF12SMAP-5 | 光纤跳线 MPO 公头到 MPO 母头，12 芯 SMF A 型，OFNP（阻燃级），5 米 | 133.45 | https://www.l-com.cn/fiber-patch-cable-mpo-male-mpo-female-12-fiber-smf-type-a-ofnp-rated-5-meter-mpmf12smap-5
MPMF12SMAP-3 | 光纤跳线 MPO 公头到 MPO 母头，12 芯 SMF A 型，OFNP（阻燃级），3 米 | 127.93 | https://www.l-com.cn/fiber-patch-cable-mpo-male-mpo-female-12-fiber-smf-type-a-ofnp-rated-3-meter-mpmf12smap-3
MPMF12SMAP-10 | 光纤跳线 MPO 公头到 MPO 母头，12 芯 SMF A 型，OFNP（阻燃级），10 米 | 147.26 | https://www.l-com.cn/fiber-patch-cable-mpo-male-mpo-female-12-fiber-smf-type-a-ofnp-rated-10-meter-mpmf12smap-10
MPMF12SMAP-1 | 光纤跳线 MPO 公头到 MPO 母头，12 芯 SMF A 型，OFNP（阻燃级），1 米 | 122.41 | https://www.l-com.cn/fiber-patch-cable-mpo-male-mpo-female-12-fiber-smf-type-a-ofnp-rated-1-meter-mpmf12smap-1
MPMF12OM3BZ-5 | 光纤跳线 MPO 公头到 MPO 母头，12 光纤 MMF OM3 B 型，LSZH（低烟，零卤素），5 米 | 129.77 | https://www.l-com.cn/fiber-patch-cable-mpo-male-mpo-female-12-fiber-mmf-om3-type-b-lszh-rated-5-meter-mpmf12om3bz-5
MPMF12OM3BZ-3 | 光纤跳线 MPO 公头到 MPO 母头，12 光纤 MMF OM3 B 型，LSZH（低烟，零卤素），3 米 | 116.88 | https://www.l-com.cn/fiber-patch-cable-mpo-male-mpo-female-12-fiber-mmf-om3-type-b-lszh-rated-3-meter-mpmf12om3bz-3
MPMF12OM3BZ-10 | 光纤跳线 MPO 公头到 MPO 母头，12 光纤 MMF OM3 B 型，LSZH（低烟，零卤素），10 米 | 161.98 | https://www.l-com.cn/fiber-patch-cable-mpo-male-mpo-female-12-fiber-mmf-om3-type-b-lszh-rated-10-meter-mpmf12om3bz-10
MPMF12OM3BZ-1 | 光纤跳线 MPO 公头到 MPO 母头，12 光纤 MMF OM3 B 型，LSZH（低烟，零卤素），1 米 | 104 | https://www.l-com.cn/fiber-patch-cable-mpo-male-mpo-female-12-fiber-mmf-om3-type-b-lszh-rated-1-meter-mpmf12om3bz-1
MPMF12OM3BR-5 | 光纤跳线 MPO 公头到 MPO 母头，12 光纤 MMF OM3 B 型，OFNR（Riser 级），5 米 | 129.77 | https://www.l-com.cn/fiber-patch-cable-mpo-male-mpo-female-12-fiber-mmf-om3-type-b-ofnr-rated-5-meter-mpmf12om3br-5
MPMF12OM3BR-3 | 光纤跳线 MPO 公头到 MPO 母头，12 光纤 MMF OM3 B 型，OFNR（Riser 级），3 米 | 116.88 | https://www.l-com.cn/fiber-patch-cable-mpo-male-mpo-female-12-fiber-mmf-om3-type-b-ofnr-rated-3-meter-mpmf12om3br-3
MPMF12OM3BR-10 | 光纤跳线 MPO 公头到 MPO 母头，12 光纤 MMF OM3 B 型，OFNR（Riser 级），10 米 | 161.98 | https://www.l-com.cn/fiber-patch-cable-mpo-male-mpo-female-12-fiber-mmf-om3-type-b-ofnr-rated-10-meter-mpmf12om3br-10
MPMF12OM3BR-1 | 光纤跳线 MPO 公头到 MPO 母头，12 光纤 MMF OM3 B 型，OFNR（Riser 级），1 米 | 104 | https://www.l-com.cn/fiber-patch-cable-mpo-male-mpo-female-12-fiber-mmf-om3-type-b-ofnr-rated-1-meter-mpmf12om3br-1
MPMF12OM3BP-5 | 光纤跳线 MPO 公头到 MPO 母头，12 光纤 MMF OM3 B 型，OFNP（阻燃级），5 米 | 136.21 | https://www.l-com.cn/fiber-patch-cable-mpo-male-mpo-female-12-fiber-mmf-om3-type-b-ofnp-rated-5-meter-mpmf12om3bp-5
MPMF12OM3BP-3 | 光纤跳线 MPO 公头到 MPO 母头，12 光纤 MMF OM3 B 型，OFNP（阻燃级），3 米 | 120.75 | https://www.l-com.cn/fiber-patch-cable-mpo-male-mpo-female-12-fiber-mmf-om3-type-b-ofnp-rated-3-meter-mpmf12om3bp-3
MPMF12OM3BP-10 | 光纤跳线 MPO 公头到 MPO 母头，12 光纤 MMF OM3 B 型，OFNP（阻燃级），10 米 | 174.87 | https://www.l-com.cn/fiber-patch-cable-mpo-male-mpo-female-12-fiber-mmf-om3-type-b-ofnp-rated-10-meter-mpmf12om3bp-10
MPMF12OM3BP-1 | 光纤跳线 MPO 公头到 MPO 母头，12 光纤 MMF OM3 B 型，OFNP（阻燃级），1 米 | 105.29 | https://www.l-com.cn/fiber-patch-cable-mpo-male-mpo-female-12-fiber-mmf-om3-type-b-ofnp-rated-1-meter-mpmf12om3bp-1
MPMF12OM3AZ-5 | 光纤跳线 MPO 公头到 MPO 母头，12 芯 MMF OM3 A 型，LSZH（低烟，零卤素)，5 米 | 129.77 | https://www.l-com.cn/fiber-patch-cable-mpo-male-mpo-female-12-fiber-mmf-om3-type-a-lszh-rated-5-meter-mpmf12om3az-5
MPMF12OM3AZ-3 | 光纤跳线 MPO 公头到 MPO 母头，12 芯 MMF OM3 A 型，LSZH（低烟，零卤素)，3 米 | 116.88 | https://www.l-com.cn/fiber-patch-cable-mpo-male-mpo-female-12-fiber-mmf-om3-type-a-lszh-rated-3-meter-mpmf12om3az-3
MPMF12OM3AZ-10 | 光纤跳线 MPO 公头到 MPO 母头，12 芯 MMF OM3 A 型，LSZH（低烟，零卤素)，10 米 | 161.98 | https://www.l-com.cn/fiber-patch-cable-mpo-male-mpo-female-12-fiber-mmf-om3-type-a-lszh-rated-10-meter-mpmf12om3az-10
MPMF12OM3AZ-1 | 光纤跳线 MPO 公头到 MPO 母头，12 芯 MMF OM3 A 型，LSZH（低烟，零卤素)，1 米 | 590.9538 | https://www.l-com.cn/fiber-patch-cable-mpo-male-mpo-female-12-fiber-mmf-om3-type-a-lszh-rated-1-meter-mpmf12om3az-1
MPMF12OM3AR-5 | 光纤跳线 MPO 公头到 MPO 母头，12 芯 MMF OM3 A 型，OFNR（Riser 级），5 米 | 129.77 | https://www.l-com.cn/fiber-patch-cable-mpo-male-mpo-female-12-fiber-mmf-om3-type-a-ofnr-rated-5-meter-mpmf12om3ar-5
MPMF12OM3AR-3 | 光纤跳线 MPO 公头到 MPO 母头，12 芯 MMF OM3 A 型，OFNR（Riser 级），3 米 | 116.88 | https://www.l-com.cn/fiber-patch-cable-mpo-male-mpo-female-12-fiber-mmf-om3-type-a-ofnr-rated-3-meter-mpmf12om3ar-3
MPMF12OM3AR-10 | 光纤跳线 MPO 公头到 MPO 母头，12 芯 MMF OM3 A 型，OFNR（Riser 级），10 米 | 161.98 | https://www.l-com.cn/fiber-patch-cable-mpo-male-mpo-female-12-fiber-mmf-om3-type-a-ofnr-rated-10-meter-mpmf12om3ar-10
MPMF12OM3AR-1 | 光纤跳线 MPO 公头到 MPO 母头，12 芯 MMF OM3 A 型，OFNR（Riser 级），1 米 | 104 | https://www.l-com.cn/fiber-patch-cable-mpo-male-mpo-female-12-fiber-mmf-om3-type-a-ofnr-rated-1-meter-mpmf12om3ar-1
MPMF12OM3AP-5 | 光纤跳线 MPO 公头到 MPO 母头，12 光纤 MMF OM3 A 型，OFNP（阻燃级），5 米 | 136.21 | https://www.l-com.cn/fiber-patch-cable-mpo-male-mpo-female-12-fiber-mmf-om3-type-a-ofnp-rated-5-meter-mpmf12om3ap-5
MPMF12OM3AP-3 | 光纤跳线 MPO 公头到 MPO 母头，12 光纤 MMF OM3 A 型，OFNP（阻燃级），3 米 | 120.75 | https://www.l-com.cn/fiber-patch-cable-mpo-male-mpo-female-12-fiber-mmf-om3-type-a-ofnp-rated-3-meter-mpmf12om3ap-3
MPMF12OM3AP-10 | 光纤跳线 MPO 公头到 MPO 母头，12 光纤 MMF OM3 A 型，OFNP（阻燃级），10 米 | 174.87 | https://www.l-com.cn/fiber-patch-cable-mpo-male-mpo-female-12-fiber-mmf-om3-type-a-ofnp-rated-10-meter-mpmf12om3ap-10
MPMF12OM3AP-1 | 光纤跳线 MPO 公头到 MPO 母头，12 光纤 MMF OM3 A 型，OFNP（阻燃级），1 米 | 105.29 | https://www.l-com.cn/fiber-patch-cable-mpo-male-mpo-female-12-fiber-mmf-om3-type-a-ofnp-rated-1-meter-mpmf12om3ap-1
MPFF8SMBZ-5 | 光纤跳线 MPO 母头到 MPO 母头，8 芯 SMF B 型，LSZH（低烟，零卤素），5 米 | 116.42 | https://www.l-com.cn/fiber-patch-cable-mpo-female-mpo-female-8-fiber-smf-type-b-lszh-rated-5-meter-mpff8smbz-5
MPFF8SMBZ-3 | 光纤跳线 MPO 母头到 MPO 母头，8 芯 SMF B 型，LSZH（低烟，零卤素），3 米 | 114.04 | https://www.l-com.cn/fiber-patch-cable-mpo-female-mpo-female-8-fiber-smf-type-b-lszh-rated-3-meter-mpff8smbz-3
MPFF8SMBZ-10 | 光纤跳线 MPO 母头到 MPO 母头，8 芯 SMF B 型，LSZH（低烟，零卤素），10 米 | 122.41 | https://www.l-com.cn/fiber-patch-cable-mpo-female-mpo-female-8-fiber-smf-type-b-lszh-rated-10-meter-mpff8smbz-10
MPFF8SMBZ-1 | 光纤跳线 MPO 母头到 MPO 母头，8 芯 SMF B 型，LSZH（低烟，零卤素），1 米 | 111.64 | https://www.l-com.cn/fiber-patch-cable-mpo-female-mpo-female-8-fiber-smf-type-b-lszh-rated-1-meter-mpff8smbz-1
MPFF8SMBR-5 | 光纤跳线 MPO 母头到 MPO 母头，8 芯 SMF B 型，OFNR（Riser 级），5 米 | 116.42 | https://www.l-com.cn/fiber-patch-cable-mpo-female-mpo-female-8-fiber-smf-type-b-ofnr-rated-5-meter-mpff8smbr-5
MPFF8SMBR-3 | 光纤跳线 MPO 母头到 MPO 母头，8 芯 SMF B 型，OFNR（Riser 级），3 米 | 114.04 | https://www.l-com.cn/fiber-patch-cable-mpo-female-mpo-female-8-fiber-smf-type-b-ofnr-rated-3-meter-mpff8smbr-3
MPFF8SMBR-10 | 光纤跳线 MPO 母头到 MPO 母头，8 芯 SMF B 型，OFNR（Riser 级），10 米 | 122.41 | https://www.l-com.cn/fiber-patch-cable-mpo-female-mpo-female-8-fiber-smf-type-b-ofnr-rated-10-meter-mpff8smbr-10
MPFF8SMBR-1 | 光纤跳线 MPO 母头到 MPO 母头，8 芯 SMF B 型，OFNR（Riser 级），1 米 | 111.64 | https://www.l-com.cn/fiber-patch-cable-mpo-female-mpo-female-8-fiber-smf-type-b-ofnr-rated-1-meter-mpff8smbr-1
MPFF8SMBP-5 | 光纤跳线 MPO 母头到 MPO 母头，8 芯 SMF B 型，OFNP（阻燃级），5 米 | 119.65 | https://www.l-com.cn/fiber-patch-cable-mpo-female-mpo-female-8-fiber-smf-type-b-ofnp-rated-5-meter-mpff8smbp-5
MPFF8SMBP-3 | 光纤跳线 MPO 母头到 MPO 母头，8 芯 SMF B 型，OFNP（阻燃级），3 米 | 115.96 | https://www.l-com.cn/fiber-patch-cable-mpo-female-mpo-female-8-fiber-smf-type-b-ofnp-rated-3-meter-mpff8smbp-3
MPFF8SMBP-10 | 光纤跳线 MPO 母头到 MPO 母头，8 芯 SMF B 型，OFNP（阻燃级），10 米 | 128.85 | https://www.l-com.cn/fiber-patch-cable-mpo-female-mpo-female-8-fiber-smf-type-b-ofnp-rated-10-meter-mpff8smbp-10
MPFF8SMBP-1 | 光纤跳线 MPO 母头到 MPO 母头，8 芯 SMF B 型，OFNP（阻燃级），1 米 | 112.28 | https://www.l-com.cn/fiber-patch-cable-mpo-female-mpo-female-8-fiber-smf-type-b-ofnp-rated-1-meter-mpff8smbp-1
MPFF8SMAZ-5 | 光纤跳线 MPO 母头到 MPO 母头，8 芯 SMF A 型，LSZH（低烟，零卤素），5 米 | 116.42 | https://www.l-com.cn/fiber-patch-cable-mpo-female-mpo-female-8-fiber-smf-type-a-lszh-rated-5-meter-mpff8smaz-5
MPFF8SMAZ-3 | 光纤跳线 MPO 母头到 MPO 母头，8 芯 SMF A 型，LSZH（低烟，零卤素），3 米 | 114.04 | https://www.l-com.cn/fiber-patch-cable-mpo-female-mpo-female-8-fiber-smf-type-a-lszh-rated-3-meter-mpff8smaz-3
MPFF8SMAZ-10 | 光纤跳线 MPO 母头到 MPO 母头，8 芯 SMF A 型，LSZH（低烟，零卤素），10 米 | 122.41 | https://www.l-com.cn/fiber-patch-cable-mpo-female-mpo-female-8-fiber-smf-type-a-lszh-rated-10-meter-mpff8smaz-10
MPFF8SMAZ-1 | 光纤跳线 MPO 母头到 MPO 母头，8 芯 SMF A 型，LSZH（低烟，零卤素），1 米 | 111.64 | https://www.l-com.cn/fiber-patch-cable-mpo-female-mpo-female-8-fiber-smf-type-a-lszh-rated-1-meter-mpff8smaz-1
MPFF8SMAR-5 | 光纤跳线 MPO 母头到 MPO 母头，8 芯 SMF A 型，OFNR（Riser 级），5 米 | 116.42 | https://www.l-com.cn/fiber-patch-cable-mpo-female-mpo-female-8-fiber-smf-type-a-ofnr-rated-5-meter-mpff8smar-5
MPFF8SMAR-3 | 光纤跳线 MPO 母头到 MPO 母头，8 芯 SMF A 型，OFNR（Riser 级），3米 | 114.04 | https://www.l-com.cn/fiber-patch-cable-mpo-female-mpo-female-8-fiber-smf-type-a-ofnr-rated-3-meter-mpff8smar-3
MPFF8SMAR-10 | 光纤跳线 MPO 母头到 MPO 母头，8 芯 SMF A 型，OFNR（Riser 级），10 米 | 122.41 | https://www.l-com.cn/fiber-patch-cable-mpo-female-mpo-female-8-fiber-smf-type-a-ofnr-rated-10-meter-mpff8smar-10
MPFF8SMAR-1 | 光纤跳线 MPO 母头到 MPO 母头，8 芯 SMF A 型，OFNR（Riser 级），1 米 | 111.64 | https://www.l-com.cn/fiber-patch-cable-mpo-female-mpo-female-8-fiber-smf-type-a-ofnr-rated-1-meter-mpff8smar-1
MPFF8SMAP-5 | 光纤跳线 MPO 母头到 MPO 母头，8 芯 SMF A 型，OFNP（阻燃级），5 米 | 119.65 | https://www.l-com.cn/fiber-patch-cable-mpo-female-mpo-female-8-fiber-smf-type-a-ofnp-rated-5-meter-mpff8smap-5
MPFF8SMAP-3 | 光纤跳线 MPO 母头到 MPO 母头，8 芯 SMF A 型，OFNP（阻燃级），3 米 | 115.96 | https://www.l-com.cn/fiber-patch-cable-mpo-female-mpo-female-8-fiber-smf-type-a-ofnp-rated-3-meter-mpff8smap-3
MPFF8SMAP-10 | 光纤跳线 MPO 母头到 MPO 母头，8 芯 SMF A 型，OFNP（阻燃级），10 米 | 128.85 | https://www.l-com.cn/fiber-patch-cable-mpo-female-mpo-female-8-fiber-smf-type-a-ofnp-rated-10-meter-mpff8smap-10
MPFF8SMAP-1 | 光纤跳线 MPO 母头到 MPO 母头，8 芯 SMF A 型，OFNP（阻燃级），1 米 | 112.28 | https://www.l-com.cn/fiber-patch-cable-mpo-female-mpo-female-8-fiber-smf-type-a-ofnp-rated-1-meter-mpff8smap-1
MPFF8OM3BP-5 | 光纤跳线 MPO 母头到 MPO 母头，8 芯 MMF OM3 B 型，OFNP（阻燃级），5 米 | 118.27 | https://www.l-com.cn/fiber-patch-cable-mpo-female-mpo-female-8-fiber-mmf-om3-type-b-ofnp-rated-5-meter-mpff8om3bp-5
MPFF8OM3BP-3 | 光纤跳线 MPO 母头到 MPO 母头，8 芯 MMF OM3 B 型，OFNP（阻燃级），3 米 | 107.77 | https://www.l-com.cn/fiber-patch-cable-mpo-female-mpo-female-8-fiber-mmf-om3-type-b-ofnp-rated-3-meter-mpff8om3bp-3
MPFF8OM3BP-10 | 光纤跳线 MPO 母头到 MPO 母头，8 芯 MMF OM3 B 型，OFNP（阻燃级），10 米 | 144.5 | https://www.l-com.cn/fiber-patch-cable-mpo-female-mpo-female-8-fiber-mmf-om3-type-b-ofnp-rated-10-meter-mpff8om3bp-10
MPFF8OM3BP-1 | 光纤跳线 MPO 母头到 MPO 母头，8 芯 MMF OM3 B 型，OFNP（阻燃级），1 米 | 97.28 | https://www.l-com.cn/fiber-patch-cable-mpo-female-mpo-female-8-fiber-mmf-om3-type-b-ofnp-rated-1-meter-mpff8om3bp-1
MPFF8OM3AP-5 | 光纤跳线 MPO 母头到 MPO 母头，8 芯 MMF OM3 A 型，OFNP（阻燃级），5 米 | 118.27 | https://www.l-com.cn/fiber-patch-cable-mpo-female-mpo-female-8-fiber-mmf-om3-type-a-ofnp-rated-5-meter-mpff8om3ap-5
MPFF8OM3AP-3 | 光纤跳线 MPO 母头到 MPO 母头，8 芯 MMF OM3 A 型，OFNP（阻燃级），3 米 | 107.77 | https://www.l-com.cn/fiber-patch-cable-mpo-female-mpo-female-8-fiber-mmf-om3-type-a-ofnp-rated-3-meter-mpff8om3ap-3
MPFF8OM3AP-10 | 光纤跳线 MPO 母头到 MPO 母头，8 芯 MMF OM3 A 型，OFNP（阻燃级），10米 | 144.5 | https://www.l-com.cn/fiber-patch-cable-mpo-female-mpo-female-8-fiber-mmf-om3-type-a-ofnp-rated-10-meter-mpff8om3ap-10
MPFF8OM3AP-1 | 光纤跳线 MPO 母头到 MPO 母头，8 芯 MMF OM3 A 型，OFNP（阻燃级），1 米 | 97.28 | https://www.l-com.cn/fiber-patch-cable-mpo-female-mpo-female-8-fiber-mmf-om3-type-a-ofnp-rated-1-meter-mpff8om3ap-1
MPFF24SMBZ-3 | MPO 无引脚到 MPO 无引脚，24 光纤，B 型，9/125 SMF OS2，LSZH，3 米 | 265.16 | https://www.l-com.cn/mpo-no-pins-to-mpo-no-pins-24-fiber-type-b-9-125-smf-os2-lszh-3-meter-mpff24smbz-3
MPFF24SMBZ-10 | MPO 无引脚到 MPO 无引脚，24 光纤，B 型，9/125 SMF OS2，LSZH，10 米 | 285.45 | https://www.l-com.cn/mpo-no-pins-to-mpo-no-pins-24-fiber-type-b-9-125-smf-os2-lszh-10-meter-mpff24smbz-10
MPFF24SMBR-3 | MPO 无引脚到 MPO 无引脚，24 光纤，B 型，9/125 SMF OS2，OFNR，3 米 | 265.16 | https://www.l-com.cn/mpo-no-pins-to-mpo-no-pins-24-fiber-type-b-9-125-smf-os2-ofnr-3-meter-mpff24smbr-3
MPFF24SMBR-10 | MPO 无引脚到 MPO 无引脚，24 光纤，B 型，9/125 SMF OS2，OFNR，10 米 | 285.45 | https://www.l-com.cn/mpo-no-pins-to-mpo-no-pins-24-fiber-type-b-9-125-smf-os2-ofnr-10-meter-mpff24smbr-10
MPFF24SMAZ-3 | MPO 无针到 MPO 无针，24 光纤，A 型，9/125 SMF OS2，LSZH，3 米 | 265.16 | https://www.l-com.cn/mpo-no-pins-to-mpo-no-pins-24-fiber-type-a-9-125-smf-os2-lszh-3-meter-mpff24smaz-3
MPFF24SMAZ-10 | MPO 无引脚到 MPO 无引脚，24 光纤，A 型，9/125 SMF OS2，LSZH，10 米 | 285.45 | https://www.l-com.cn/mpo-no-pins-to-mpo-no-pins-24-fiber-type-a-9-125-smf-os2-lszh-10-meter-mpff24smaz-10
MPFF24SMAR-3 | MPO 无引脚到 MPO 无引脚，24 光纤，A 型，9/125 SMF OS2，OFNR，3 米 | 265.16 | https://www.l-com.cn/mpo-no-pins-to-mpo-no-pins-24-fiber-type-a-9-125-smf-os2-ofnr-3-meter-mpff24smar-3
MPFF24SMAR-10 | MPO 无引脚到 MPO 无引脚，24 光纤，A 型，9/125 SMF OS2，OFNR，10 米 | 285.45 | https://www.l-com.cn/mpo-no-pins-to-mpo-no-pins-24-fiber-type-a-9-125-smf-os2-ofnr-10-meter-mpff24smar-10
MPFF24OM4BZ-3 | MPO 无引脚到 MPO 无引脚，24 光纤，B 型，40GB 50/125 OM4 MMF，LSZH，3 米 | 235.27 | https://www.l-com.cn/mpo-no-pins-to-mpo-no-pins-24-fiber-type-b-40gb-50-125-om4-mmf-lszh-3-meter-mpff24om4bz-3
MPFF24OM4BZ-10 | MPO 无针到 MPO 无针，24 光纤，B 型，40GB 50/125 OM4 MMF，LSZH，10 米 | 367.96 | https://www.l-com.cn/mpo-no-pins-to-mpo-no-pins-24-fiber-type-b-40gb-50-125-om4-mmf-lszh-10-meter-mpff24om4bz-10
MPFF24OM4BR-3 | MPO 无引脚到 MPO 无引脚，24 光纤，B 型，40GB 50/125 OM4 MMF，OFNR，3 米 | 235.27 | https://www.l-com.cn/mpo-no-pins-to-mpo-no-pins-24-fiber-type-b-40gb-50-125-om4-mmf-ofnr-3-meter-mpff24om4br-3
MPFF24OM4BR-10 | MPO 无引脚到 MPO 无引脚，24 光纤，B 型，40GB 50/125 OM4 MMF，OFNR，10 米 | 367.96 | https://www.l-com.cn/mpo-no-pins-to-mpo-no-pins-24-fiber-type-b-40gb-50-125-om4-mmf-ofnr-10-meter-mpff24om4br-10
MPFF24OM4AR-3 | MPO 无针到 MPO 无针，24 光纤，A 型，40GB 30/123 OM4 MMF，OFNR，3 米 | 235.27 | https://www.l-com.cn/mpo-no-pins-to-mpo-no-pins-24-fiber-type-a-40gb-50-125-om4-mmf-ofnr-3-meter-mpff24om4ar-3
MPFF24OM4AR-10 | MPO 无引脚到 MPO 无引脚，24 光纤，A 型，40GB 50/125 OM4 MMF，OFNR，10 米 | 367.96 | https://www.l-com.cn/mpo-no-pins-to-mpo-no-pins-24-fiber-type-a-40gb-50-125-om4-mmf-ofnr-10-meter-mpff24om4ar-10
MPFF24OM3BZ-3 | MPO 无引脚到 MPO 无引脚，24 光纤，B 型，10GB 50/125 OM3 MMF，LSZH，3 米 | 211.86 | https://www.l-com.cn/mpo-no-pins-to-mpo-no-pins-24-fiber-type-b-10gb-50-125-om3-mmf-lszh-3-meter-mpff24om3bz-3
MPFF24OM3BZ-10 | MPO 无针到 MPO 无针，24 光纤，B 型，10GB 50/125 OM3 MMF，LSZH，10 米 | 289.91 | https://www.l-com.cn/mpo-no-pins-to-mpo-no-pins-24-fiber-type-b-10gb-50-125-om3-mmf-lszh-10-meter-mpff24om3bz-10
MPFF24OM3BR-3 | MPO 无引脚到 MPO 无引脚，24 光纤，B 型，10GB 50/125 OM3 MMF，OFNR，3 米 | 211.86 | https://www.l-com.cn/mpo-no-pins-to-mpo-no-pins-24-fiber-type-b-10gb-50-125-om3-mmf-ofnr-3-meter-mpff24om3br-3
MPFF24OM3BR-10 | MPO 无引脚到 MPO 无引脚，24 光纤，B 型，10GB 50/125 OM3 MMF，OFNR，10 米 | 289.91 | https://www.l-com.cn/mpo-no-pins-to-mpo-no-pins-24-fiber-type-b-10gb-50-125-om3-mmf-ofnr-10-meter-mpff24om3br-10
MPFF24OM3AZ-3 | MPO 无引脚到 MPO 无引脚，24 光纤，A 型，10GB 50/125 OM3 MMF，LSZH，3 米 | 211.86 | https://www.l-com.cn/mpo-no-pins-to-mpo-no-pins-24-fiber-type-a-10gb-50-125-om3-mmf-lszh-3-meter-mpff24om3az-3
MPFF24OM3AZ-10 | MPO 无针到 MPO 无针，24 光纤，A 型，10GB 50/125 OM3 MMF，LSZH，10 米 | 289.91 | https://www.l-com.cn/mpo-no-pins-to-mpo-no-pins-24-fiber-type-a-10gb-50-125-om3-mmf-lszh-10-meter-mpff24om3az-10
MPFF24OM2BZ-3 | MPO 无引脚到 MPO 无引脚，24 光纤，B 型，50/125 OM2 MMF，LSZH，3 米 | 192.79 | https://www.l-com.cn/mpo-no-pins-to-mpo-no-pins-24-fiber-type-b-50-125-om2-mmf-lszh-3-meter-mpff24om2bz-3
MPFF24OM2BZ-10 | MPO 无引脚到 MPO 无引脚，24 光纤，B 型，50/125 OM2 MMF，LSZH，10 米 | 226.35 | https://www.l-com.cn/mpo-no-pins-to-mpo-no-pins-24-fiber-type-b-50-125-om2-mmf-lszh-10-meter-mpff24om2bz-10
MPFF24OM2BR-3 | MPO 无引脚到 MPO 无引脚，24 光纤，B 型，50/125 OM2 MMF，OFNR，3 米 | 192.46 | https://www.l-com.cn/mpo-no-pins-to-mpo-no-pins-24-fiber-type-b-50-125-om2-mmf-ofnr-3-meter-mpff24om2br-3
MPFF24OM2BR-10 | MPO 无引脚到 MPO 无引脚，24 光纤，B 型，50/125 OM2 MMF，OFNR，10 米 | 225.24 | https://www.l-com.cn/mpo-no-pins-to-mpo-no-pins-24-fiber-type-b-50-125-om2-mmf-ofnr-10-meter-mpff24om2br-10
MPFF24OM2AZ-3 | MPO 无引脚到 MPO 无引脚，24 光纤，A 型，50/125 OM2 MMF，LSZH，3 米 | 192.79 | https://www.l-com.cn/mpo-no-pins-to-mpo-no-pins-24-fiber-type-a-50-125-om2-mmf-lszh-3-meter-mpff24om2az-3
MPFF24OM2AZ-10 | MPO 无引脚到 MPO 无引脚，24 光纤，A 型，50/125 OM2 MMF，LSZH，10 米 | 226.35 | https://www.l-com.cn/mpo-no-pins-to-mpo-no-pins-24-fiber-type-a-50-125-om2-mmf-lszh-10-meter-mpff24om2az-10
MPFF24OM2AR-3 | MPO 无引脚到 MPO 无引脚，24 光纤，A 型，50/125 OM2 MMF，OFNR，3 米 | 192.46 | https://www.l-com.cn/mpo-no-pins-to-mpo-no-pins-24-fiber-type-a-50-125-om2-mmf-ofnr-3-meter-mpff24om2ar-3
MPFF24OM2AR-10 | MPO 无引脚到 MPO 无引脚，24 光纤，A 型，50/125 OM2 MMF，OFNR，10 米 | 225.24 | https://www.l-com.cn/mpo-no-pins-to-mpo-no-pins-24-fiber-type-a-50-125-om2-mmf-ofnr-10-meter-mpff24om2ar-10
MPFF24OM1BZ-3 | MPO 无引脚到 MPO 无引脚，24 光纤，B 型，62.5/125 OM1 MMF，LSZH，3 米 | 204.5 | https://www.l-com.cn/mpo-no-pins-to-mpo-no-pins-24-fiber-type-b-62.5-125-om1-mmf-lszh-3-meter-mpff24om1bz-3
MPFF24OM1BZ-10 | MPO 无引脚到 MPO 无引脚，24 光纤，B 型，62.5/125 OM1 MMF，LSZH，10 米 | 265.38 | https://www.l-com.cn/mpo-no-pins-to-mpo-no-pins-24-fiber-type-b-62.5-125-om1-mmf-lszh-10-meter-mpff24om1bz-10
MPFF24OM1BR-3 | MPO 无引脚到 MPO 无引脚，24 光纤，B 型，62.5/125 OM1 MMF，OFNR，3 米 | 204.17 | https://www.l-com.cn/mpo-no-pins-to-mpo-no-pins-24-fiber-type-b-62.5-125-om1-mmf-ofnr-3-meter-mpff24om1br-3
MPFF24OM1BR-10 | MPO 无针到 MPO 无针，24 光纤，B 型，62.5/125 OM1 MMF，OFNR，10 米 | 264.27 | https://www.l-com.cn/mpo-no-pins-to-mpo-no-pins-24-fiber-type-b-62.5-125-om1-mmf-ofnr-10-meter-mpff24om1br-10
MPFF24OM1AZ-3 | MPO 无引脚到 MPO 无引脚，24 光纤，A 型，62.5/125 OM1 MMF，LSZH，3 米 | 204.5 | https://www.l-com.cn/mpo-no-pins-to-mpo-no-pins-24-fiber-type-a-62.5-125-om1-mmf-lszh-3-meter-mpff24om1az-3
MPFF24OM1AZ-10 | MPO 无引脚到 MPO 无引脚，24 光纤，A 型，62.5/125 OM1 MMF，LSZH，10 米 | 265.38 | https://www.l-com.cn/mpo-no-pins-to-mpo-no-pins-24-fiber-type-a-62.5-125-om1-mmf-lszh-10-meter-mpff24om1az-10
MPFF24OM1AR-3 | MPO 无引脚到 MPO 无引脚，24 光纤，A 型，62.5/125 OM1 MMF，OFNR，3 米 | 204.17 | https://www.l-com.cn/mpo-no-pins-to-mpo-no-pins-24-fiber-type-a-62.5-125-om1-mmf-ofnr-3-meter-mpff24om1ar-3
MPFF24OM1AR-10 | MPO 无针到 MPO 无针，24 光纤，A 型，62.5/125 OM1 MMF，OFNR，10 米 | 264.27 | https://www.l-com.cn/mpo-no-pins-to-mpo-no-pins-24-fiber-type-a-62.5-125-om1-mmf-ofnr-10-meter-mpff24om1ar-10
MPFF12SMBZ-5 | 光纤跳线 MPO 母头到 MPO 母头，12 芯 SMF B 型，LSZH（低烟，零卤素），5 米 | 120.57 | https://www.l-com.cn/fiber-patch-cable-mpo-female-mpo-female-12-fiber-smf-type-b-lszh-rated-5-meter-mpff12smbz-5
MPFF12SMBZ-3 | 光纤跳线 MPO 母头到 MPO 母头，12 芯 SMF B 型，LSZH（低烟，零卤素），3 米 | 116.51 | https://www.l-com.cn/fiber-patch-cable-mpo-female-mpo-female-12-fiber-smf-type-b-lszh-rated-3-meter-mpff12smbz-3
MPFF12SMBZ-10 | 光纤跳线 MPO 母头到 MPO 母头，12 芯 SMF B 型，LSZH（低烟，零卤素），10 米 | 130.69 | https://www.l-com.cn/fiber-patch-cable-mpo-female-mpo-female-12-fiber-smf-type-b-lszh-rated-10-meter-mpff12smbz-10
MPFF12SMBZ-1 | 光纤跳线 MPO 母头到 MPO 母头，12 芯 SMF B 型，LSZH（低烟，零卤素），1 米 | 112.47 | https://www.l-com.cn/fiber-patch-cable-mpo-female-mpo-female-12-fiber-smf-type-b-lszh-rated-1-meter-mpff12smbz-1
MPFF12SMBR-5 | 光纤跳线 MPO 母头到 MPO 母头，12 光纤 SMF B 型，OFNR（Riser 级），5 米 | 120.57 | https://www.l-com.cn/fiber-patch-cable-mpo-female-mpo-female-12-fiber-smf-type-b-ofnr-rated-1-meter-mpff12smbr-5
MPFF12SMBR-3 | 光纤跳线 MPO 母头到 MPO 母头，12 光纤 SMF B 型，OFNR（Riser 级），3 米 | 116.51 | https://www.l-com.cn/fiber-patch-cable-mpo-female-mpo-female-12-fiber-smf-type-b-ofnr-rated-1-meter-mpff12smbr-3
MPFF12SMBR-10 | 光纤跳线 MPO 母头到 MPO 母头，12 光纤 SMF B 型，OFNR（Riser 级），10 米 | 130.69 | https://www.l-com.cn/fiber-patch-cable-mpo-female-mpo-female-12-fiber-smf-type-b-ofnr-rated-1-meter-mpff12smbr-10
MPFF12SMBR-1 | 光纤跳线 MPO 母头到 MPO 母头，12 光纤 SMF B 型，OFNR（Riser 级），1 米 | 112.47 | https://www.l-com.cn/fiber-patch-cable-mpo-female-mpo-female-12-fiber-smf-type-b-ofnr-rated-1-meter-mpff12smbr-1
MPFF12SMBP-5 | 光纤跳线 MPO 母头到 MPO 母头，12 芯 SMF B 型，OFNP（阻燃级），5 米 | 124.25 | https://www.l-com.cn/fiber-patch-cable-mpo-female-mpo-female-12-fiber-smf-type-b-ofnp-rated-5-meter-mpff12smbp-5
MPFF12SMBP-3 | 光纤跳线 MPO 母头到 MPO 母头，12 芯 SMF B 型，OFNP（阻燃级），3 米 | 118.73 | https://www.l-com.cn/fiber-patch-cable-mpo-female-mpo-female-12-fiber-smf-type-b-ofnp-rated-3-meter-mpff12smbp-3
MPFF12SMBP-10 | 光纤跳线 MPO 母头到 MPO 母头，12 芯 SMF B 型，OFNP（阻燃级），10 米 | 138.05 | https://www.l-com.cn/fiber-patch-cable-mpo-female-mpo-female-12-fiber-smf-type-b-ofnp-rated-10-meter-mpff12smbp-10
MPFF12SMBP-1 | 光纤跳线 MPO 母头到 MPO 母头，12 芯 SMF B 型，OFNP（阻燃级），1 米 | 113.2 | https://www.l-com.cn/fiber-patch-cable-mpo-female-mpo-female-12-fiber-smf-type-b-ofnp-rated-1-meter-mpff12smbp-1
MPFF12SMAZ-5 | 光纤跳线 MPO 母头到 MPO 母头，12 芯 SMF A 型，LSZH（低烟，零卤素），5 米 | 120.57 | https://www.l-com.cn/fiber-patch-cable-mpo-female-mpo-female-12-fiber-smf-type-a-lszh-rated-5-meter-mpff12smaz-5
MPFF12SMAZ-3 | 光纤跳线 MPO 母头到 MPO 母头，12 芯 SMF A 型，LSZH（低烟，零卤素），3 米 | 116.51 | https://www.l-com.cn/fiber-patch-cable-mpo-female-mpo-female-12-fiber-smf-type-a-lszh-rated-3-meter-mpff12smaz-3
MPFF12SMAZ-10 | 光纤跳线 MPO 母头到 MPO 母头，12 芯 SMF A 型，LSZH（低烟，零卤素），10 米 | 130.69 | https://www.l-com.cn/fiber-patch-cable-mpo-female-mpo-female-12-fiber-smf-type-a-lszh-rated-10-meter-mpff12smaz-10
MPFF12SMAZ-1 | 光纤跳线 MPO 母头到 MPO 母头，12 芯 SMF A 型，LSZH（低烟，零卤素），1 米 | 112.47 | https://www.l-com.cn/fiber-patch-cable-mpo-female-mpo-female-12-fiber-smf-type-a-lszh-rated-1-meter-mpff12smaz-1
MPFF12SMAP-5 | 光纤跳线 MPO 母头到 MPO 母头，12 芯 SMF A 型，OFNP（阻燃级），5 米 | 124.25 | https://www.l-com.cn/fiber-patch-cable-mpo-female-mpo-female-12-fiber-smf-type-a-ofnp-rated-5-meter-mpff12smap-5
MPFF12SMAP-3 | 光纤跳线 MPO 母头到 MPO 母头，12 芯 SMF A 型，OFNP（阻燃级），3 米 | 118.73 | https://www.l-com.cn/fiber-patch-cable-mpo-female-mpo-female-12-fiber-smf-type-a-ofnp-rated-3-meter-mpff12smap-3
MPFF12SMAP-10 | 光纤跳线 MPO 母头到 MPO 母头，12 芯 SMF A 型，OFNP（阻燃级），10 米 | 138.05 | https://www.l-com.cn/fiber-patch-cable-mpo-female-mpo-female-12-fiber-smf-type-a-ofnp-rated-10-meter-mpff12smap-10
MPFF12SMAP-1 | 光纤跳线 MPO 母头到 MPO 母头，12 芯 SMF A 型，OFNP（阻燃级），1 米 | 113.2 | https://www.l-com.cn/fiber-patch-cable-mpo-female-mpo-female-12-fiber-smf-type-a-ofnp-rated-1-meter-mpff12smap-1
MPFF12OM3BZ-5 | 光纤跳线 MPO 母头到 MPO 母头，12 光纤 MMF OM3 B 型，LSZH（低烟，零卤素）额定值，5 米 | 124.25 | https://www.l-com.cn/fiber-patch-cable-mpo-female-mpo-female-12-fiber-mmf-om3-type-b-lszh-rated-5-meter-mpff12om3bz-5
MPFF12OM3BZ-3 | 光纤跳线 MPO 母头到 MPO 母头，12 光纤 MMF OM3 B 型，LSZH（低烟，零卤素）额定值，3 米 | 111.36 | https://www.l-com.cn/fiber-patch-cable-mpo-female-mpo-female-12-fiber-mmf-om3-type-b-lszh-rated-3-meter-mpff12om3bz-3
MPFF12OM3BZ-10 | 光纤跳线 MPO 母头到 MPO 母头，12 光纤 MMF OM3 B 型，LSZH（低烟，零卤素）额定值，10 米 | 156.46 | https://www.l-com.cn/fiber-patch-cable-mpo-female-mpo-female-12-fiber-mmf-om3-type-b-lszh-rated-10-meter-mpff12om3bz-10
MPFF12OM3BZ-1 | 光纤跳线 MPO 母头到 MPO 母头，12 光纤 MMF OM3 B 型，LSZH（低烟，零卤素）额定值，1 米 | 98.48 | https://www.l-com.cn/fiber-patch-cable-mpo-female-mpo-female-12-fiber-mmf-om3-type-b-lszh-rated-1-meter-mpff12om3bz-1
MPFF12OM3BR-5 | 光纤跳线 MPO 母头到 MPO 母头，12 光纤 MMF OM3 B 型，OFNR（Riser 级），5 米 | 124.25 | https://www.l-com.cn/fiber-patch-cable-mpo-female-mpo-female-12-fiber-mmf-om3-type-b-ofnr-rated-5-meter-mpff12om3br-5
MPFF12OM3BR-3 | 光纤跳线 MPO 母头到 MPO 母头，12 光纤 MMF OM3 B 型，OFNR（Riser 级），3 米 | 111.36 | https://www.l-com.cn/fiber-patch-cable-mpo-female-mpo-female-12-fiber-mmf-om3-type-b-ofnr-rated-3-meter-mpff12om3br-3
MPFF12OM3BR-10 | 光纤跳线 MPO 母头到 MPO 母头，12 光纤 MMF OM3 B 型，OFNR（Riser 级），10 米 | 156.46 | https://www.l-com.cn/fiber-patch-cable-mpo-female-mpo-female-12-fiber-mmf-om3-type-b-ofnr-rated-10-meter-mpff12om3br-10
MPFF12OM3BR-1 | 光纤跳线 MPO 母头到 MPO 母头，12 光纤 MMF OM3 B 型，OFNR（Riser 级），1 米 | 98.48 | https://www.l-com.cn/fiber-patch-cable-mpo-female-mpo-female-12-fiber-mmf-om3-type-b-ofnr-rated-1-meter-mpff12om3br-1
MPFF12OM3BP-5 | 光纤跳线 MPO 母头到 MPO 母头，12 光纤 MMF OM3 B 型，OFNP（阻燃级），5 米 | 130.69 | https://www.l-com.cn/fiber-patch-cable-mpo-female-mpo-female-12-fiber-mmf-om3-type-b-ofnp-rated-5-meter-mpff12om3bp-5
MPFF12OM3BP-3 | 光纤跳线 MPO 母头到 MPO 母头，12 光纤 MMF OM3 B 型，OFNP（阻燃级），3 米 | 115.23 | https://www.l-com.cn/fiber-patch-cable-mpo-female-mpo-female-12-fiber-mmf-om3-type-b-ofnp-rated-3-meter-mpff12om3bp-3
MPFF12OM3BP-10 | 光纤跳线 MPO 母头到 MPO 母头，12 光纤 MMF OM3 B 型，OFNP（阻燃级），10 米 | 169.35 | https://www.l-com.cn/fiber-patch-cable-mpo-female-mpo-female-12-fiber-mmf-om3-type-b-ofnp-rated-10-meter-mpff12om3bp-10
MPFF12OM3BP-1 | 光纤跳线 MPO 母头到 MPO 母头，12 光纤 MMF OM3 B 型，OFNP（阻燃级），1 米 | 99.77 | https://www.l-com.cn/fiber-patch-cable-mpo-female-mpo-female-12-fiber-mmf-om3-type-b-ofnp-rated-1-meter-mpff12om3bp-1
MPFF12OM3AZ-5 | 光纤跳线 MPO 母头到 MPO 母头，12 光纤 MMF OM3 A 型，LSZH（低烟，零卤素），5 米 | 124.25 | https://www.l-com.cn/fiber-patch-cable-mpo-female-mpo-female-12-fiber-mmf-om3-type-a-lszh-rated-1-meter-mpff12om3az-5
MPFF12OM3AZ-3 | 光纤跳线 MPO 母头到 MPO 母头，12 光纤 MMF OM3 A 型，LSZH（低烟，零卤素），3 米 | 111.36 | https://www.l-com.cn/fiber-patch-cable-mpo-female-mpo-female-12-fiber-mmf-om3-type-a-lszh-rated-1-meter-mpff12om3az-3
MPFF12OM3AZ-10 | 光纤跳线 MPO 母头到 MPO 母头，12 光纤 MMF OM3 A 型，LSZH（低烟，零卤素），10 米 | 156.46 | https://www.l-com.cn/fiber-patch-cable-mpo-female-mpo-female-12-fiber-mmf-om3-type-a-lszh-rated-1-meter-mpff12om3az-10
MPFF12OM3AZ-1 | 光纤跳线 MPO 母头到 MPO 母头，12 光纤 MMF OM3 A 型，LSZH（低烟，零卤素），1 米 | 98.48 | https://www.l-com.cn/fiber-patch-cable-mpo-female-mpo-female-12-fiber-mmf-om3-type-a-lszh-rated-1-meter-mpff12om3az-1
MPFF12OM3AP-5 | 光纤跳线 MPO 母头到 MPO 母头，12 光纤 MMF OM3 A 型，OFNP（阻燃级），5 米 | 130.69 | https://www.l-com.cn/fiber-patch-cable-mpo-female-mpo-female-12-fiber-mmf-om3-type-a-ofnp-rated-5-meter-mpff12om3ap-5
MPFF12OM3AP-3 | 光纤跳线 MPO 母头到 MPO 母头，12 光纤 MMF OM3 A 型，OFNP（阻燃级），3 米 | 115.23 | https://www.l-com.cn/fiber-patch-cable-mpo-female-mpo-female-12-fiber-mmf-om3-type-a-ofnp-rated-3-meter-mpff12om3ap-3
MPFF12OM3AP-10 | 光纤跳线 MPO 母头到 MPO 母头，12 光纤 MMF OM3 A 型，OFNP（阻燃级），10 米 | 169.35 | https://www.l-com.cn/fiber-patch-cable-mpo-female-mpo-female-12-fiber-mmf-om3-type-a-ofnp-rated-10-meter-mpff12om3ap-10
MPFF12OM3AP-1 | 光纤跳线 MPO 母头到 MPO 母头，12 光纤 MMF OM3 A 型，OFNP（阻燃级），1 米 | 590.9538 | https://www.l-com.cn/fiber-patch-cable-mpo-female-mpo-female-12-fiber-mmf-om3-type-a-ofnp-rated-1-meter-mpff12om3ap-1
M125AM-MLD | 5针A编码M12模塑连接器，公头，屏蔽 | 14.71 | https://www.l-com.cn/m12-5-position-a-code-mold-connector-male-shielded-m125am-mld
M125AF-MLD | 5针A编码M12模塑连接器，母头，屏蔽 | 14.84 | https://www.l-com.cn/m12-5-position-a-code-mold-connector-female-shielded-m125af-mld
M124AM-MLD | 4针A编码M12模塑连接器，公头，屏蔽 | 13.44 | https://www.l-com.cn/m12-4-position-a-code-mold-connector-male-shielded-m124am-mld
M124AF-MLD | 4针A编码M12模塑连接器，母头，屏蔽 | 13.62 | https://www.l-com.cn/m12-4-position-a-code-mold-connector-female-shielded-m124af-mld
LC-TWC151316 | 固定预置式扭力扳手，自带 13/16英寸扳手头，适合N型和SC连接器使用，预设扭矩为 14 英寸磅 | 1060.725 | https://www.l-com.cn/fixed-click-type-torque-wrench-13-16-bit-n-sc-connectors-pre-set-14-in-lbs-lc-twc151316
LC-TWC1458 | 固定预置式扭力扳手，自带 5/8英寸扳手头，适合TNC连接器使用，预设扭矩为 14 英寸磅 | 1114.045 | https://www.l-com.cn/fixed-click-type-torque-wrench-5-8-bit-tnc-connectors-pre-set-14-in-lbs-lc-twc1458
LC-TWC1434 | 固定预置式扭力扳手，自带3/4 英寸扳手头，适合7mm连接器， N型连接器使用，预设扭矩为 14 英寸磅 | 888.255 | https://www.l-com.cn/fixed-click-type-torque-wrench-3-4-bit-7mm-n-connectors-pre-set-14-in-lbs-lc-twc1434
LC-TWC1420MM | 固定预置式扭力扳手，自带20mm扳手头，适合N型连接器使用，预设扭矩为 14 英寸磅 | 956.736 | https://www.l-com.cn/fixed-click-type-torque-wrench-20mm-bit-n-connectors-pre-set-14-in-lbs-lc-twc1420mm
LC-TWC08516 | 固定预置式扭力扳手，自带5/16 英寸扳手头，适合2.92 mm、3.5 mm SMA连接器使用，预设扭矩为 8 英寸磅 | 1250.255 | https://www.l-com.cn/fixed-click-type-torque-wrench-5-16-bit-sma-2.92mm-3.5mm-connectors-pre-set-8-in-lbs-lc-twc08516
LC-TWC0814 | 固定预置式扭力扳手，自带 1/4英寸扳手头，适合SSMA连接器使用，预设扭矩为 8英寸磅 | 1182.905 | https://www.l-com.cn/fixed-click-type-torque-wrench-1-4-bit-ssma-connectors-pre-set-8-in-lbs-lc-twc0814
LC-TWC0314 | 固定预置式扭力扳手，自带1/4 英寸扳手头，适合 SMC连接器使用，预设扭矩为 3 英寸磅 | 956.736 | https://www.l-com.cn/fixed-click-type-torque-wrench-1-4-bit-smc-connectors-pre-set-3-in-lbs-lc-twc0314
LCTWB1434-TQ | 固定折弯式扭矩扳手，自带 3/4 英寸扳手头适合 N型，7mm 连接器使用，预设扭矩值为 14英寸磅 | 613.8792 | https://www.l-com.cn/fixed-break-over-torque-wrench-3-4-bit-n-7mm-connectors-pre-set-14-in-lbs-lctwb1434-tq
LCTWB141316-TQ | 固定折弯式扭矩扳手，自带 13/16英寸扳手头适合 N型，SC连接器使用，预设扭矩值为 14英寸磅 | 629.4024 | https://www.l-com.cn/fixed-break-over-torque-wrench-13-16-bit-n-sc-connectors-pre-set-14-in-lbs-lctwb141316-tq
LCTWB12916-TQ | 固定折弯式扭矩扳手，自带 9/16英寸扳手头适合TNC连接器使用，预设扭矩值为 12英寸磅 | 614.196 | https://www.l-com.cn/fixed-break-over-torque-wrench-9-16-bit-tnc-connectors-pre-set-12-in-lbs-lctwb12916-tq
LCTWB08516-TQ | 固定折弯式扭矩扳手，自带 5/16英寸扳手头适合3.5mm, 2.92mm, 2.4mm, SMA连接器使用，预设扭矩值为 8英寸磅 | 629.4024 | https://www.l-com.cn/fixed-break-over-torque-wrench-5-16-bit-3.5mm-2.92mm-2.4mm-sma-connectors-set-8-in-lbs-lctwb08516-tq
LCTWB0834-TQ | 固定折弯式扭矩扳手，自带 3/4 英寸扳手头适合 N 连接器使用，预设扭矩值为 8 英寸磅 | 629.4024 | https://www.l-com.cn/fixed-break-over-torque-wrench-3-4-bit-n-connectors-pre-set-8-in-lbs-lctwb0834-tq
LCTWB0820MM-TQ | 固定折弯式扭矩扳手，自带 20mm扳手头适合 N型连接器使用，预设扭矩值为 8英寸磅 | 629.4024 | https://www.l-com.cn/fixed-break-over-torque-wrench-20mm-bit-n-connectors-pre-set-8-in-lbs-lctwb0820mm-tq
LCTWB081316-TQ | 固定折弯式扭矩扳手，自带 13/16英寸扳手头适合 N型，SC连接器使用，预设扭矩值为 8英寸磅 | 629.4816 | https://www.l-com.cn/fixed-break-over-torque-wrench-13-16-bit-n-sc-connectors-pre-set-8-in-lbs-lctwb081316-tq
LCTWB0658-TQ | 固定折弯式扭矩扳手，自带 5/8英寸扳手头适合TNC连接器使用，预设扭矩值为 6英寸磅 | 629.4024 | https://www.l-com.cn/fixed-break-over-torque-wrench-5-8-bit-tnc-connectors-pre-set-6-in-lbs-lctwb0658-tq
LCTWB05516-TQ | 固定折弯式扭矩扳手，自带 5/16英寸扳手头适合SMA连接器使用，预设扭矩值为 5英寸磅 | 629.4182 | https://www.l-com.cn/fixed-break-over-torque-wrench-5-16-bit-sma-connectors-pre-set-5-in-lbs-lctwb05516-tq
LCTWB0514-TQ | 固定折弯式扭矩扳手，自带 1/4英寸扳手头适合SSMA连接器使用，预设扭矩值为 5英寸磅 | 614.2356 | https://www.l-com.cn/fixed-break-over-torque-wrench-1-4-bit-ssma-connectors-pre-set-5-in-lbs-lctwb0514-tq
LCTWB041564-TQ | 固定折弯式扭矩扳手，自带 15/64英寸扳手头适合1.0mm连接器使用，预设扭矩值为 4英寸磅 | 629.4024 | https://www.l-com.cn/fixed-break-over-torque-wrench-15-64-bit-1.0mm-connectors-pre-set-4-in-lbs-lctwb041564-tq
LCTWB02532-TQ | 固定折弯式扭矩扳手，自带 5/32英寸扳手头适合SSMC连接器使用，预设扭矩值为 2英寸磅 | 629.4024 | https://www.l-com.cn/fixed-break-over-torque-wrench-5-32-bit-ssmc-connectors-pre-set-2-in-lbs-lctwb02532-tq
IXP-S-B | IX工业插头，10G级，用于以太网通信的B型键槽，焊接型 | 31.6701 | https://www.l-com.cn/ix-industrial-plug-10gig-b-key-serial-bus-communications-solder-type-ixp-s-b
IXP-S-A | IX工业插头，10G级，用于以太网通信的A型键槽，焊接型 | 31.6628 | https://www.l-com.cn/ix-industrial-plug-10gig-a-key-ethernet-communications-solder-type-ixp-s-a
IXP-C2628-B | IX工业插头，10G级，用于串行或工业总线通信用途的B型键槽，IDC压接型，26~28AWG范围 | 40.9733 | https://www.l-com.cn/ix-industrial-plug-10gig-a-key-ethernet-communications-idc-crimp-type-26-28awg-range-ixp-c2628-b
IXP-C2628-A | IX工业插头，10G级，用于以太网通信的A型键槽，IDC压接型，26~28AWG范围 | 38.4333 | https://www.l-com.cn/ix-industrial-plug-10gig-a-key-ethernet-communications-idc-crimp-type-26-28awg-range-ixp-c2628-a
IXP-C2426-B | IX工业插头，10G级，用于串行或工业总线通信用途的B型键槽，IDC压接型，24~26AWG范围 | 39.4891 | https://www.l-com.cn/ix-industrial-plug-10gig-b-key-serial-bus-communications-idc-crimp-type-24-26awg-range-ixp-c2426-b
IXP-C2426-A | IX工业插头，10G级，用于以太网通信A型键槽，IDC压接型，24~26AWG范围 | 38.1458 | https://www.l-com.cn/ix-industrial-plug-10gig-a-key-ethernet-communications-idc-crimp-type-24-26awg-range-ixp-c2426-a
IXJ-VU-B | IX工业插座，10G级，用于串行或工业总线通信用途的B型键槽，垂直直角弯折方向，PCB型 | 18.0495 | https://www.l-com.cn/ix-industrial-jack-10gig-a-key-ethernet-communications-vertical-upright-orientation-pcb-style-ixj-vu-b
IXJ-VU-A | IX工业插座，10G级，以太网通信用途的A型键槽，垂直直角弯折方向，PCB型 | 18.0699 | https://www.l-com.cn/ix-industrial-jack-10gig-a-key-ethernet-communications-vertical-upright-orientation-pcb-style-ixj-vu-a
IXJ-V-B | IX工业插座，10G级，用于串行或工业总线通信用途的B型键槽，垂直弯折方向，PCB型 | 24.4928 | https://www.l-com.cn/ix-industrial-jack-10gig-b-key-serial-bus-communications-vertical-orientation-pcb-style-ixj-v-b
IXJ-V-A | IX工业插座，10G级，以太网通信用途的A型键槽，垂直弯折方向，PCB型 | 21.9387 | https://www.l-com.cn/ix-industrial-jack-10gig-a-key-ethernet-communications-vertical-orientation-pcb-style-ixj-v-a
IXJ-H-B | IX工业插座，10G级，用于串行或工业总线通信用途的B型键槽，水平弯折方向，PCB型 | 18.5149 | https://www.l-com.cn/ix-industrial-jack-10gig-b-key-serial-bus-communications-horizontal-orientation-pcb-style-ixj-h-b
IXJ-H-A | IX工业插座，10G级，以太网通信用途的A型键槽，水平弯折方向，PCB型 | 18.5783 | https://www.l-com.cn/ix-industrial-jack-10gig-a-key-ethernet-communications-horizontal-orientation-pcb-style-ixj-h-a
HWINPLFOWMK03 | 工业产品壁挂安装套件 | 31.68 | https://www.l-com.cn/wall-mount-kit-for-foaccv-series-serial-fiber-conv-30mm-x-150mm-compact-size-HWINPLFOWMK03
HWINPLFOWMK01 | 工业产品壁挂安装套件 | 31.68 | https://www.l-com.cn/wall-mount-kit-for-foaccv-series-serial-fiber-conv-30mm-x-184mm-HWINPLFOWMK01
HT-IXP | Ix系列 工业压接工具，用于 IXP-C 和 IXP-S IX 工业插头，手动工具 | 3046.5468 | https://www.l-com.cn/ix-industrial-crimp-tool-ixp-c-ixp-s-ix-industrial-plugs-hand-tool-ht-ixp
HG72708U | 698-960MHz ，1710-2700MHz 6-8dBi增益 全向天线，N型母头连接器，PVC天线罩 | 265.49 | https://www.l-com.cn/698-960-1710-2700-6-8-dbi-omni-antenna-n-female-pvc-radome-hg72708u
HG3521XP-4NF | 3450 MHz 至 3800 MHz 交叉极化 MIMO 平板天线，21 dBi 增益，4 端口，N 型母连接器 | 990.27 | https://www.l-com.cn/3450-3800-mhz-21-dbi-gain-flat-panel-antenna-4-x-n-female-hg3521xp-4nf
HG3513DPU-45 | 3300~3800MHz 13dBi增益 45度倾斜MIMO天线，2个N型母头连接器，PVC天线罩 | 679.2169 | https://www.l-com.cn/3300-3800-mhz-13-dbi-slant-45-mimo-omni-antenna-2-x-n-female-pvc-radome-hg3513dpu-45
HG3513DP4-NF | 3300~3800MHz 13dBi增益全向双极化MIMO天线，4个N型母头连接器，PVC天线罩 | 1327.43 | https://www.l-com.cn/3300-3800-mhz-13-dbi-dual-slant-45-mimo-omni-antenna-4-x-n-female-pvc-radome-hg3513dp4-nf
HG3510U-PRO | 3300-3800 MHz 10 dBi 全向天线，N 型母头连接器，PRO 系列，玻璃纤维天线罩 | 179.65 | https://www.l-com.cn/3300-3800-mhz-10-dbi-omni-antenna-n-female-pro-series-fiberglass-radome-hg3510u-pro
HG3508DPU-45 | 3300~3800MHz 8dBi增益 45度倾斜MIMO天线，2个N型母头连接器，PVC天线罩 | 617.76 | https://www.l-com.cn/3300-3800-mhz-8-dbi-slant-45-mimo-omni-antenna-2-x-n-female-pvc-radome-hg3508dpu-45
HG2612U-PRO | 2500-2700 MHz 12 dBi 全向天线，N 型母头连接器，PRO 系列，玻璃纤维天线罩 | 208.85 | https://www.l-com.cn/2500-2700-mhz-12-dbi-omni-antenna-n-female-pro-series-fiberglass-radome-hg2612u-pro
HG2438-18XP-4NF | 2400 MHz 至 2500 MHz 和 3450 MHz 至 3800 MHz 双频带交叉极化 MIMO 平板，15 至 18 dBi 增益，4 x N 母头连接器 | 747.79 | https://www.l-com.cn/2400-2500-3450-3800-mhz-16-18-dbi-gain-flat-panel-antenna-4-x-n-female-hg2438-18xp-4nf
HG2417XP-4NF | 2400 MHz 至 2500 MHz 交叉极化 MIMO 平板天线，17 dBi 增益，4 端口，N 型母头连接器 | 971.68 | https://www.l-com.cn/2400-2500-mhz-17-dbi-gain-flat-panel-antenna-4-x-n-female-hg2417xp-4nf
HG2412DPU | 2400-2500 MHz 12 dBi MIMO 全向天线，2 个N型母头连接器，PVC 天线罩 | 292.92 | https://www.l-com.cn/2400-2500-mhz-12-dbi-mimo-omni-antenna-2-x-n-female-pvc-radome-hg2412dpu
HD21ZRAU-MM-BLK-3M | 特优型超高速HDMI线缆，支持8K@60Hz与48Gbps，直角型上出线公头（插头）/直通型公头（插头），低烟无卤护套，黑，3米 | 58.608 | https://www.l-com.cn/premium-ultra-high-speed-hdmi-cable-supporting-8k60hz-48gbps-right-angle-up-male-plug-straight-male-plug-lszh-jacket-black-3m-hd21zrau-mm-blk-3m
HD21ZRAU-MM-BLK-2M | 特优型超高速HDMI线缆，支持8K@60Hz与48Gbps，直角型上出线公头（插头）/直通型公头（插头），低烟无卤护套，黑，2米 | 44.352 | https://www.l-com.cn/premium-ultra-high-speed-hdmi-cable-supporting-8k60hz-48gbps-right-angle-up-male-plug-straight-male-plug-lszh-jacket-black-2m-hd21zrau-mm-blk-2m
FOCASE2KUPCAPC02-15 | 光纤光缆组件，E2000/UPC 到 E2000/APC，SMF，2 毫米护套，15 米 | 68.585 | https://www.l-com.cn/Fiber-Optic-Cable-Assembly-E2000/UPC-to-E2000/APC-SMF-2mm-jacket-15-meter-FOCASE2KUPCAPC02-15
HD21ZRAU-MM-BLK-1M | 特优型超高速HDMI线缆，支持8K@60Hz与48Gbps，直角型上出线公头（插头）/直通型公头（插头），低烟无卤护套，黑，1米 | 34.056 | https://www.l-com.cn/premium-ultra-high-speed-hdmi-cable-supporting-8k60hz-48gbps-right-angle-up-male-plug-straight-male-plug-lszh-jacket-black-1m-hd21zrau-mm-blk-1m
HD21ZRAU-MM-BLK-05M | 特优型超高速HDMI线缆，支持8K@60Hz与48Gbps，直角型上出线公头（插头）/直通型公头（插头），低烟无卤护套，黑，0.5米 | 30.096 | https://www.l-com.cn/premium-ultra-high-speed-hdmi-cable-supporting-8k60hz-48gbps-right-angle-up-male-plug-straight-male-plug-lszh-jacket-black-0.5m-hd21zrau-mm-blk-05m
HD21ZRAR-MM-BLK-3M | 特优型超高速HDMI线缆，支持8K@60Hz与48Gbps，直角型右出线公头（插头）/直通型公头（插头），低烟无卤护套，黑，3米 | 76.1904 | https://www.l-com.cn/premium-ultra-high-speed-hdmi-cable-supporting-8k60hz-48gbps-right-angle-right-male-plug-straight-male-plug-lszh-jacket-black-3m-hd21zrar-mm-blk-3m
HD21ZRAR-MM-BLK-2M | 特优型超高速HDMI线缆，支持8K@60Hz与48Gbps，直角型右出线公头（插头）/直通型公头（插头），低烟无卤护套，黑，2米 | 44.352 | https://www.l-com.cn/premium-ultra-high-speed-hdmi-cable-supporting-8k60hz-48gbps-right-angle-right-male-plug-straight-male-plug-lszh-jacket-black-2m-hd21zrar-mm-blk-2m
HD21ZRAR-MM-BLK-1M | 特优型超高速HDMI线缆，支持8K@60Hz与48Gbps，直角型右出线公头（插头）/直通型公头（插头），低烟无卤护套，黑，1米 | 34.056 | https://www.l-com.cn/premium-ultra-high-speed-hdmi-cable-supporting-8k60hz-48gbps-right-angle-right-male-plug-straight-male-plug-lszh-jacket-black-1m-hd21zrar-mm-blk-1m
HD21ZRAR-MM-BLK-05M | 特优型超高速HDMI线缆，支持8K@60Hz与48Gbps，直角型右出线公头（插头）/直通型公头（插头），低烟无卤护套，黑，0.5米 | 30.096 | https://www.l-com.cn/premium-ultra-high-speed-hdmi-cable-supporting-8k60hz-48gbps-right-angle-right-male-plug-straight-male-plug-lszh-black-0.5m-hd21zrar-mm-blk-05m
HD21ZRAL-MM-BLK-3M | 特优型超高速HDMI线缆，支持8K@60Hz与48Gbps，直角型左出线公头（插头）/直通型公头（插头），低烟无卤护套，黑，3米 | 58.608 | https://www.l-com.cn/premium-ultra-high-speed-hdmi-cable-supporting-8k60hz-48gbps-right-angle-left-male-plug-straight-male-plug-lszh-jacket-black-3m-hd21zral-mm-blk-3m
HD21ZRAL-MM-BLK-2M | 特优型超高速HDMI线缆，支持8K@60Hz与48Gbps，直角型左出线公头（插头）/直通型公头（插头），低烟无卤护套，黑，2米 | 44.352 | https://www.l-com.cn/premium-ultra-high-speed-hdmi-cable-supporting-8k60hz-48gbps-right-angle-left-male-plug-straight-male-plug-lszh-jacket-black-2m-hd21zral-mm-blk-2m
HD21ZRAL-MM-BLK-1M | 特优型超高速HDMI线缆，支持8K@60Hz与48Gbps，直角型左出线公头（插头）/直通型公头（插头），低烟无卤护套，黑，1米 | 34.056 | https://www.l-com.cn/premium-ultra-high-speed-hdmi-cable-supporting-8k60hz-48gbps-right-angle-left-male-plug-straight-male-plug-lszh-jacket-black-1m-hd21zral-mm-blk-1m
HD21ZRAL-MM-BLK-05M | 特优型超高速HDMI线缆，支持8K@60Hz与48Gbps，直角型左出线公头（插头）/直通型公头（插头），低烟无卤护套，黑，0.5米 | 30.096 | https://www.l-com.cn/premium-ultra-high-speed-hdmi-cable-supporting-8k60hz-48gbps-right-angle-left-male-plug-straight-male-plug-lszh-jacket-black-0.5m-hd21zral-mm-blk-05m
HD21ZRAD-MM-BLK-3M | 特优型超高速HDMI线缆，支持8K@60Hz与48Gbps，直角型下出线公头（插头）/直通型公头（插头），低烟无卤护套，黑，3米 | 58.608 | https://www.l-com.cn/premium-ultra-high-speed-hdmi-cable-supporting-8k60hz-48gbps-right-angle-down-male-plug-straight-male-plug-lszh-jacket-black-3m-hd21zrad-mm-blk-3m
HD21ZRAD-MM-BLK-2M | 特优型超高速HDMI线缆，支持8K@60Hz与48Gbps，直角型下出线公头（插头）/直通型公头（插头），低烟无卤护套，黑，2米 | 44.352 | https://www.l-com.cn/premium-ultra-high-speed-hdmi-cable-supporting-8k60hz-48gbps-right-angle-down-male-plug-straight-male-plug-lszh-jacket-black-2m-hd21zrad-mm-blk-2m
HD21ZRAD-MM-BLK-1M | 特优型超高速HDMI线缆，支持8K@60Hz与48Gbps，直角型下出线公头（插头）/直通型公头（插头），低烟无卤护套，黑，1米 | 30.3968 | https://www.l-com.cn/premium-ultra-high-speed-hdmi-cable-supporting-8k60hz-48gbps-right-angle-down-male-plug-straight-male-plug-lszh-jacket-black-1.m-hd21zrad-mm-blk-1m
HD21ZRAD-MM-BLK-05M | 特优型超高速HDMI线缆，支持8K@60Hz与48Gbps，直角型下出线公头（插头）/直通型公头（插头），低烟无卤护套，黑，0.5米 | 30.096 | https://www.l-com.cn/premium-ultra-high-speed-hdmi-cable-supporting-8k60hz-48gbps-right-angle-down-male-plug-straight-male-plug-lszh-jacket-black-0.5m-hd21zrad-mm-blk-05m
HD21Z-MM-BLK-5M | 特优型超高速HDMI线缆，支持8K@60Hz与48Gbps，公头（插头）/公头（插头），低烟无卤护套，黑，5米 | 76.032 | https://www.l-com.cn/premium-ultra-high-speed-hdmi-cable-supporting-8k60hz-48gbps-male-plug-male-plug-lszh-jacket-black-5m-hd21z-mm-blk-5m
HD21Z-MM-BLK-4M | 特优型超高速HDMI线缆，支持8K@60Hz与48Gbps，公头（插头）/公头（插头），低烟无卤护套，黑，4米 | 66.528 | https://www.l-com.cn/premium-ultra-high-speed-hdmi-cable-supporting-8k60hz-48gbps-male-plug-male-plug-lszh-jacket-black-4m-hd21z-mm-blk-4m
HD21Z-MM-BLK-3M | 特优型超高速HDMI线缆，支持8K@60Hz与48Gbps，公头（插头）/公头（插头），低烟无卤护套，黑，3米 | 57.024 | https://www.l-com.cn/premium-ultra-high-speed-hdmi-cable-supporting-8k60hz-48gbps-male-plug-male-plug-lszh-jacket-black-3m-hd21z-mm-blk-3m
HD21Z-MM-BLK-2M | 特优型超高速HDMI线缆，支持8K@60Hz与48Gbps，公头（插头）/公头（插头），低烟无卤护套，黑，2米 | 43.56 | https://www.l-com.cn/premium-ultra-high-speed-hdmi-cable-supporting-8k60hz-48gbps-male-plug-male-plug-lszh-jacket-black-2m-hd21z-mm-blk-2m
HD21Z-MM-BLK-05M | 特优型超高速HDMI线缆，支持8K@60Hz与48Gbps，公头（插头）/公头（插头），低烟无卤护套，黑，0.5米 | 28.512 | https://www.l-com.cn/premium-ultra-high-speed-hdmi-cable-supporting-8k60hz-48gbps-male-plug-male-plug-lszh-jacket-black-0.5m-hd21z-mm-blk-05m
HD21Z-MFP-BLK-3M | 特优型超高速HDMI线缆，支持8K@60Hz与48Gbps，公头（插头）/面板安装型母头（插座），低烟无卤护套，黑，3米 | 62.568 | https://www.l-com.cn/premium-ultra-high-speed-hdmi-cable-supporting-8k60hz-48gbps-male-plug-panel-mount-female-jack-lszh-jacket-black-3m-hd21z-mfp-blk-3m
HD21Z-MFP-BLK-1M | 特优型超高速HDMI线缆，支持8K@60Hz与48Gbps，公头（插头）/面板安装型母头（插座），低烟无卤护套，黑，1米 | 57.024 | https://www.l-com.cn/premium-ultra-high-speed-hdmi-cable-supporting-8k60hz-48gbps-male-plug-panel-mount-female-jack-lszh-jacket-black-1m-hd21z-mfp-blk-1m
HD21PRAU-MM-BLK-3M | 特优型超高速HDMI线缆，支持8K@60Hz与48Gbps，直角型上出线公头（插头）/直通型公头（插头），PVC护套，黑，3米 | 53.856 | https://www.l-com.cn/premium-ultra-high-speed-hdmi-cable-supporting-8k60hz-48gbps-right-angle-up-male-plug-straight-male-plug-pvc-jacket-black-3m-hd21prau-mm-blk-3m
HD21PRAU-MM-BLK-2M | 特优型超高速HDMI线缆，支持8K@60Hz与48Gbps，直角型上出线公头（插头）/直通型公头（插头），PVC护套，黑，2米 | 40.392 | https://www.l-com.cn/premium-ultra-high-speed-hdmi-cable-supporting-8k60hz-48gbps-right-angle-up-male-plug-straight-male-plug-pvc-jacket-black-2m-hd21prau-mm-blk-2m
HD21PRAU-MM-BLK-1M | 特优型超高速HDMI线缆，支持8K@60Hz与48Gbps，直角型上出线公头（插头）/直通型公头（插头），PVC护套，黑，1米 | 29.7 | https://www.l-com.cn/premium-ultra-high-speed-hdmi-cable-supporting-8k60hz-48gbps-right-angle-up-male-plug-straight-male-plug-pvc-jacket-black-1m-hd21prau-mm-blk-1m
HD21PRAR-MM-BLK-3M | 特优型超高速HDMI线缆，支持8K@60Hz与48Gbps，直角型右出线公头（插头）/直通型公头（插头），PVC护套，黑，3米 | 53.856 | https://www.l-com.cn/premium-ultra-high-speed-hdmi-cable-supporting-8k60hz-48gbps-right-angle-right-male-plug-straight-male-plug-pvc-jacket-black-3m-hd21prar-mm-blk-3m
HD21PRAR-MM-BLK-2M | 特优型超高速HDMI线缆，支持8K@60Hz与48Gbps，直角型右出线公头（插头）/直通型公头（插头），PVC护套，黑，2米 | 40.392 | https://www.l-com.cn/premium-ultra-high-speed-hdmi-cable-supporting-8k60hz-48gbps-right-angle-right-male-plug-straight-male-plug-pvc-jacket-black-2m-hd21prar-mm-blk-2m
HD21PRAR-MM-BLK-1M | 特优型超高速HDMI线缆，支持8K@60Hz与48Gbps，直角型右出线公头（插头）/直通型公头（插头），PVC护套，黑，1米 | 29.7 | https://www.l-com.cn/premium-ultra-high-speed-hdmi-cable-supporting-8k60hz-48gbps-right-angle-right-male-plug-straight-male-plug-pvc-jacket-black-1m-hd21prar-mm-blk-1m
HD21PRAR-MM-BLK-05M | 特优型超高速HDMI线缆，支持8K@60Hz与48Gbps，直角型右出线公头（插头）/直通型公头（插头），PVC护套，黑，0.5米 | 24.8873 | https://www.l-com.cn/premium-ultra-high-speed-hdmi-cable-supporting-8k60hz-48gbps-right-angle-right-male-plug-straight-male-plug-pvc-jacket-black-0.5m-hd21prar-mm-blk-05m
HD21PRAL-MM-BLK-3M | 特优型超高速HDMI线缆，支持8K@60Hz与48Gbps，直角型左出线公头（插头）/直通型公头（插头），PVC护套，黑，3米 | 53.856 | https://www.l-com.cn/premium-ultra-high-speed-hdmi-cable-supporting-8k60hz-48gbps-right-angle-left-male-plug-straight-male-plug-pvc-jacket-black-3m-hd21pral-mm-blk-3m
HD21PRAL-MM-BLK-2M | 特优型超高速HDMI线缆，支持8K@60Hz与48Gbps，直角型左出线公头（插头）/直通型公头（插头），PVC护套，黑，2米 | 38.1051 | https://www.l-com.cn/premium-ultra-high-speed-hdmi-cable-supporting-8k60hz-48gbps-right-angle-left-male-plug-straight-male-plug-pvc-jacket-black-2m-hd21pral-mm-blk-2m
HD21PRAL-MM-BLK-1M | 特优型超高速HDMI线缆，支持8K@60Hz与48Gbps，直角型左出线公头（插头）/直通型公头（插头），PVC护套，黑，1米 | 29.7 | https://www.l-com.cn/premium-ultra-high-speed-hdmi-cable-supporting-8k60hz-48gbps-right-angle-left-male-plug-straight-male-plug-pvc-jacket-black-1m-hd21pral-mm-blk-1m
HD21PRAL-MM-BLK-05M | 特优型超高速HDMI线缆，支持8K@60Hz与48Gbps，直角型左出线公头（插头）/直通型公头（插头），PVC护套，黑，0.5米 | 24.4878 | https://www.l-com.cn/premium-ultra-high-speed-hdmi-cable-supporting-8k60hz-48gbps-right-angle-left-male-plug-straight-male-plug-pvc-jacket-black-0.5m-hd21pral-mm-blk-05m
HD21PRAD-MM-BLK-3M | 特优型超高速HDMI线缆，支持8K@60Hz与48Gbps，直角型下出线公头（插头）/直通型公头（插头），PVC护套，黑，3米 | 53.856 | https://www.l-com.cn/premium-ultra-high-speed-hdmi-cable-supporting-8k60hz-48gbps-right-angle-down-male-plug-straight-male-plug-pvc-jacket-black-3m-hd21prad-mm-blk-3m
HD21PRAD-MM-BLK-2M | 特优型超高速HDMI线缆，支持8K@60Hz与48Gbps，直角型下出线公头（插头）/直通型公头（插头），PVC护套，黑，2米 | 40.392 | https://www.l-com.cn/premium-ultra-high-speed-hdmi-cable-supporting-8k60hz-48gbps-right-angle-down-male-plug-straight-male-plug-pvc-jacket-black-2m-hd21prad-mm-blk-2m
HD21PRAD-MM-BLK-1M | 特优型超高速HDMI线缆，支持8K@60Hz与48Gbps，直角型下出线公头（插头）/直通型公头（插头），PVC护套，黑，1米 | 27.9576 | https://www.l-com.cn/premium-ultra-high-speed-hdmi-cable-supporting-8k60hz-48gbps-right-angle-down-male-plug-straight-male-plug-pvc-jacket-black-1m-hd21prad-mm-blk-1m
HD21PRAD-MM-BLK-05M | 特优型超高速HDMI线缆，支持8K@60Hz与48Gbps，直角型下出线公头（插头）/直通型公头（插头），PVC护套，黑，0.5米 | 25.344 | https://www.l-com.cn/premium-ultra-high-speed-hdmi-cable-supporting-8k60hz-48gbps-right-angle-down-male-plug-straight-male-plug-pvc-jacket-black-0.5m-hd21prad-mm-blk-05m
HD21P-MM-BLK-5M | 特优型超高速HDMI线缆，支持8K@60Hz与48Gbps，公头（插头）/公头（插头），PVC护套，黑，5米 | 101.7 | https://www.l-com.cn/premium-ultra-high-speed-hdmi-cable-supporting-8k60hz-48gbps-male-plug-male-plug-pvc-jacket-black-5m-hd21p-mm-blk-5m
HD21P-MM-BLK-4M | 特优型超高速HDMI线缆，支持8K@60Hz与48Gbps，公头（插头）/公头（插头），PVC护套，黑，4米 | 62.568 | https://www.l-com.cn/premium-ultra-high-speed-hdmi-cable-supporting-8k60hz-48gbps-male-plug-male-plug-pvc-jacket-black-4m-hd21p-mm-blk-4m
HD21P-MM-BLK-3M | 特优型超高速HDMI线缆，支持8K@60Hz与48Gbps，公头（插头）/公头（插头），PVC护套，黑，3米 | 49.896 | https://www.l-com.cn/premium-ultra-high-speed-hdmi-cable-supporting-8k60hz-48gbps-male-plug-male-plug-pvc-jacket-black-3m-hd21p-mm-blk-3m
HD21P-MFP-BLK-2M | 特优型超高速HDMI线缆，支持8K@60Hz与48Gbps，公头（插头）/面板安装型母头（插座），PVC护套，黑，2米 | 45.936 | https://www.l-com.cn/premium-ultra-high-speed-hdmi-cable-supporting-8k60hz-48gbps-male-plug-panel-mount-female-jack-pvc-jacket-black-2m-hd21p-mfp-blk-2m
HD21P-MFP-BLK-1M | 特优型超高速HDMI线缆，支持8K@60Hz与48Gbps，公头（插头）/面板安装型母头（插座），PVC护套，黑，1米 | 53.46 | https://www.l-com.cn/premium-ultra-high-speed-hdmi-cable-supporting-8k60hz-48gbps-male-plug-panel-mount-female-jack-pvc-jacket-black-1m-hd21p-mfp-blk-1m
FOTVLRZR1 | 光纤端接工具 超低损耗端接工具 多功能链接式连接器 (VL) | 50.3712 | https://www.l-com.cn/ultra-low-loss-termination-tool-versatile-link-style-connectorsvl-fotvlrzr1
FOTLCPRZR4 | 光纤端接工具 SMI 切割刀 超低损耗 | 78.8832 | https://www.l-com.cn/SMI-Razor-cutter-Ultra-Low-loss-complete-connector-tool-FOTLCPRZR4
FOCE2KSMUPCB-3 | E2000连接器 单模 SM UPC 3.0mm 蓝色 | 12.134 | https://www.l-com.cn/E2000-Connector-Kit-SM-UPC-3.0mm-Cable-Blue-FOCE2KSMUPCB-3
FOCE2KSMUPCB-2 | E2000连接器 单模 SM UPC 2.0mm 蓝色 | 12.132 | https://www.l-com.cn/E2000-Connector-Kit-SM-UPC-2.0mm-Cable-Blue-FOCE2KSMUPCB-2
FOCE2KSMUPCB-09 | E2000连接器 单模 SM UPC 0.9mm 蓝色 | 12.134 | https://www.l-com.cn/E2000-Connector-Kit-SM-UPC-0.9mm-Cable-Blue-FOCE2KSMUPCB-09
FOCE2KSMAPCG-3 | E2000连接器 单模 SM APC 3.0mm 绿色 | 12.132 | https://www.l-com.cn/E2000-Connector-Kit-SM-APC-3.0mm-Cable-Green-FOCE2KSMAPCG-3
FOCE2KSMAPCG-2 | E2000连接器 单模 SM APC 2.0mm 绿色 | 17.3516 | https://www.l-com.cn/E2000-Connector-Kit-SM-APC-2.0mm-Cable-Green-FOCE2KSMAPCG-2
FOCE2KSMAPCG-09 | E2000连接器 单模 SM APC 0.9mm 绿色 | 12.134 | https://www.l-com.cn/E2000-Connector-Kit-SM-APC-0.9mm-Cable-Green-FOCE2KSMAPCG-09
FOCASE2KUPCAPC02-5 | 光纤光缆组件，E2000/UPC 到 E2000/APC，SMF，2 毫米护套，5 米 | 56.451 | https://www.l-com.cn/Fiber-Optic-Cable-Assembly-E2000/UPC-to-E2000/APC-SMF-2mm-jacket-5-meter-FOCASE2KUPCAPC02-5
FOCASE2KUPCAPC02-2 | 光纤光缆组件，E2000/UPC 到 E2000/APC，SMF，2 毫米护套，2 米 | 52.811 | https://www.l-com.cn/Fiber-Optic-Cable-Assembly-E2000/UPC-to-E2000/APC-SMF-2mm-jacket-2-meter-FOCASE2KUPCAPC02-2
FOCASE2KUPCAPC02-10 | 光纤光缆组件，E2000/UPC 到 E2000/APC，SMF，2 毫米护套，10 米 | 62.518 | https://www.l-com.cn/Fiber-Optic-Cable-Assembly-E2000/UPC-to-E2000/APC-SMF-2mm-jacket-10-meter-FOCASE2KUPCAPC02-10
FOCASE2KUPCAPC02-1 | 光纤光缆组件，E2000/UPC 到 E2000/APC，SMF，2 毫米护套，1 米 | 51.598 | https://www.l-com.cn/Fiber-Optic-Cable-Assembly-E2000/UPC-to-E2000/APC-SMF-2mm-jacket-1-meter-FOCASE2KUPCAPC02-1
FOCASE2K2UPC02-5 | 光纤光缆组件，E2000/UPC 到 E2000/UPC，SMF，2 毫米护套，5米 | 56.451 | https://www.l-com.cn/Fiber-Optic-Cable-Assembly-E2000/UPC-to-E2000/UPC-SMF-2mm-jacket-5-meter-FOCASE2K2UPC02-5
FOCASE2K2UPC02-2 | 光纤光缆组件，E2000/UPC 到 E2000/UPC，SMF，2 毫米护套，2 米 | 52.812 | https://www.l-com.cn/Fiber-Optic-Cable-Assembly-E2000/UPC-to-E2000/UPC-SMF-2mm-jacket-2-meter-FOCASE2K2UPC02-2
FOCASE2K2UPC02-15 | 光纤光缆组件，E2000/UPC 到 E2000/UPC，SMF，2 毫米护套，15 米 | 68.584 | https://www.l-com.cn/Fiber-Optic-Cable-Assembly-E2000/UPC-to-E2000/UPC-SMF-2mm-jacket-15-meter-FOCASE2K2UPC02-15
FOCASE2K2UPC02-10 | 光纤光缆组件，E2000/UPC 到 E2000/UPC，SMF，2 毫米护套，10 米 | 62.518 | https://www.l-com.cn/Fiber-Optic-Cable-Assembly-E2000/UPC-to-E2000/UPC-SMF-2mm-jacket-10-meter-FOCASE2K2UPC02-10
FOCASE2K2UPC02-1 | 光纤光缆组件，E2000/UPC 到 E2000/UPC，SMF，2 毫米护套，1 米 | 51.598 | https://www.l-com.cn/Fiber-Optic-Cable-Assembly-E2000/UPC-to-E2000/UPC-SMF-2mm-jacket-1-meter-FOCASE2K2UPC02-1
FOCASE2K1UPC02-5 | E2000 UPC 单模光纤尾纤 2mm外径 5m | 28.226 | https://www.l-com.cn/E2KUPC-2mm-5M-FOCASE2K1UPC02-5
FOCASE2K1UPC02-2 | E2000 UPC 单模光纤尾纤 2mm外径 2m | 26.374 | https://www.l-com.cn/E2KUPC-2mm-2M-FOCASE2K1UPC02-2
FOCASE2K1UPC02-15 | E2000 UPC 单模光纤尾纤 2mm外径 15m | 34.292 | https://www.l-com.cn/Fiber-Optic-E2000-UPC-Single Mode-Pigtail-2mm-jacket-15-meter-FOCASE2K1UPC02-15
FOCASE2K1UPC02-10 | E2000 UPC 单模光纤尾纤 2mm外径 10m | 31.227 | https://www.l-com.cn/E2KUPC-2mm-10M-FOCASE2K1UPC02-10
FOCASE2K1UPC02-1 | E2000 UPC 单模光纤尾纤 2mm外径 1m | 25.799 | https://www.l-com.cn/E2KUPC-2mm-1M-FOCASE2K1UPC02-1
FOCASE2K1APC02-5 | E2000 APC 单模光纤尾纤 2mm外径 5m | 28.226 | https://www.l-com.cn/E2KAPC-2mm-5M-FOCASE2K1APC02-5
FOCASE2K1APC02-2 | E2000 APC 单模光纤尾纤 2mm外径 2m | 26.374 | https://www.l-com.cn/E2KAPC-2mm-2M-FOCASE2K1APC02-2
FOCASE2K1APC02-15 | E2000 APC 单模光纤尾纤 2mm外径 15m | 34.292 | https://www.l-com.cn/Fiber-Optic-E2000-APC-Single Mode-Pigtail-2mm-jacket-15-meter-FOCASE2K1APC02-15
FOCASE2K1APC02-10 | E2000 APC 单模光纤尾纤 2mm外径 10m | 31.227 | https://www.l-com.cn/E2KAPC-2mm-10M-FOCASE2K1APC02-10
FOCASE2K1APC02-1 | E2000 APC 单模光纤尾纤 2mm外径 1m | 25.799 | https://www.l-com.cn/E2KAPC-2mm-1M-FOCASE2K1APC02-1
FOCA2LCSM-5 | IP68防水等级 单模 LC 光纤跳线，G652D，线长：5M | 78.408 | https://www.l-com.cn/waterproof-ip68-single-mode-lc-patch-cord-g652d-5-m-foca2lcsm-5
FOCA2LCSM-2 | IP68防水等级 单模 LC 光纤跳线，G652D，线长：2M | 68.904 | https://www.l-com.cn/waterproof-ip68-single-mode-lc-patch-cord-g652d-2-m-foca2lcsm-2
FOCA2LCSM-10 | IP68防水等级 单模 LC 光纤跳线，G652D，线长：10M | 91.872 | https://www.l-com.cn/waterproof-ip68-single-mode-lc-patch-cord-g652d-10-m-foca2lcsm-10
FOCA2LCSM-1 | IP68防水等级 单模 LC 光纤跳线，G652D，线长：1M | 66.528 | https://www.l-com.cn/waterproof-ip68-single-mode-lc-patch-cord-g652d-1-m-foca2lcsm-1
FOCA2LCOM3MM-5 | IP68防水等级 多模 LC 光纤跳线，OM3，线长：5M | 87.12 | https://www.l-com.cn/waterproof-ip68-multimode-lc-patch-cord-om3-5-m-foca2lcom3mm-5
FOCA2LCOM3MM-2 | IP68防水等级 多模 LC 光纤跳线，OM3，线长：2M | 74.448 | https://www.l-com.cn/waterproof-ip68-multimode-lc-patch-cord-om3-2-m-foca2lcom3mm-2
FOCA2LCOM3MM-10 | IP68防水等级 多模 LC 光纤跳线，OM3，线长：10M | 102.96 | https://www.l-com.cn/waterproof-ip68-multimode-lc-patch-cord-om3-10-m-foca2lcom3mm-10
FOCA2LCOM3MM-1 | IP68防水等级 多模 LC 光纤跳线，OM3，线长：1M | 71.28 | https://www.l-com.cn/waterproof-ip68-multimode-lc-patch-cord-om3-1m-foca2lcom3mm-1
FOCA2LCOM2MM-5 | IP68防水等级 多模 LC 光纤跳线，OM2，线长：5 M | 83.952 | https://www.l-com.cn/waterproof-ip68-multimode-lc-patch-cord-om2-5-m-foca2lcom2mm-5
FOCA2LCOM2MM-2 | IP68防水等级 多模 LC 光纤跳线，OM2，线长：1 M | 72.864 | https://www.l-com.cn/waterproof-ip68-multimode-lc-patch-cord-om2-2-m-foca2lcom2mm-2
FOCA2LCOM2MM-10 | IP68防水等级 多模 LC 光纤跳线，OM2，线长：10 M | 100.584 | https://www.l-com.cn/waterproof-ip68-multimode-lc-patch-cord-om2-10-m-foca2lcom2mm-10
FOCA2LCOM2MM-1 | IP68防水等级 多模 LC 光纤跳线，OM2，线长：1 M | 70.488 | https://www.l-com.cn/waterproof-ip68-multimode-lc-patch-cord-om2-1-m-foca2lcom2mm-1
FOA-TASM1-MC0O | 经济型光纤耦合器，ST/APC，单工单模，锌合金主体，陶瓷套管，圆形通孔安装 | 5.6193 | https://www.l-com.cn/fiber-optic-economy-coupler-st-apc-simplex-single-mode-zinc-alloy-body-ceramic-sleeve-round-thru-hole-mount-foa-tasm1-mc0o
FOA-STSM1-MC0O | 经济型光纤耦合器，ST，单工单模，锌合金主体，陶瓷套管，圆形通孔安装 | 5.62 | https://www.l-com.cn/fiber-optic-economy-coupler-st-simplex-single-mode-zinc-alloy-body-ceramic-sleeve-round-thru-hole-mount-foa-stsm1-mc0o
FOA-STMM1-MC0O | 经济型光纤耦合器，ST，单工多模，锌合金主体，陶瓷套管，圆形通孔安装 | 5.6193 | https://www.l-com.cn/fiber-optic-economy-coupler-st-simplex-multimode-zinc-alloy-body-ceramic-sleeve-round-thru-hole-mount-foa-stmm1-mc0o
FOA-SCSM2-PC0N | 经济型光纤耦合器，SC，双工单模，塑料主体，PEI 夹，陶瓷套管，无法兰 | 7.0247 | https://www.l-com.cn/fiber-optic-economy-coupler-sc-duplex-single-mode-plastic-body-pei-clip-ceramic-sleeve-no-flange-foa-scsm2-pc0n
FOA-SCSM2-PC0F | 经济型光纤耦合器，SC，双工单模，塑料主体，PEI 夹，陶瓷套管，带法兰 | 7.0247 | https://www.l-com.cn/fiber-optic-economy-coupler-sc-duplex-single-mode-plastic-body-pei-clip-ceramic-sleeve-flange-foa-scsm2-pc0f
FOA-SCSM1-PCUN-ISH | 经济型光纤耦合器，SC，单工，带内部卡子 单模，塑料一体式机身，PEI 夹，陶瓷套管，无法兰 | 4.2768 | https://www.l-com.cn/fiber-optic-economy-coupler-sc-simplex-internal-shutter-single-mode-plastic-one-piece-body-pei-clip-ceramic-sleeve-no-flange-foa-scsm1-pcun-ish
FOA-SCSM1-PCUF-ISH | 经济型光纤耦合器，SC，单工，带内部卡子 单模，塑料一体式主体，PEI 夹，陶瓷套管，带法兰 | 4.2768 | https://www.l-com.cn/fiber-optic-economy-coupler-sc-simplex-internal-shutter-single-mode-plastic-one-piece-body-pei-clip-ceramic-sleeve-flange-foa-scsm1-pcuf-ish
FOA-SCSM1-PCUF | 经济型光纤耦合器，SC，单工单模，塑料一体式机身，PEI 夹，陶瓷套管，带法兰 | 3.512 | https://www.l-com.cn/fiber-optic-economy-coupler-sc-simplex-single-mode-plastic-one-piece-body-pei-clip-ceramic-sleeve-flange-foa-scsm1-pcuf
FOA-SCSM1-PC0N | 经济型光纤耦合器，SC，单工单模，塑料主体，PEI 夹，陶瓷套管，无法兰 | 3.512 | https://www.l-com.cn/fiber-optic-economy-coupler-sc-simplex-single-mode-plastic-body-pei-clip-ceramic-sleeve-no-flange-foa-scsm1-pc0n
FOA-SCSM1-PC0F | 经济型光纤耦合器，SC，单工单模，塑料主体，PEI 夹，陶瓷套管，带法兰 | 3.5127 | https://www.l-com.cn/fiber-optic-economy-coupler-sc-simplex-single-mode-plastic-body-pei-clip-ceramic-sleeve-flange-foa-scsm1-pc0f
FOA-SCM32-PC0N | 经济型光纤耦合器，SC，双工多模 天蓝色，塑料主体，PEI 夹，陶瓷套管，无法兰 | 7.024 | https://www.l-com.cn/fiber-optic-economy-coupler-sc-duplex-multimode-aqua-plastic-body-pei-clip-ceramic-sleeve-no-flange-foa-scm32-pc0n
FOA-SCM32-PC0F | 经济型光纤耦合器，SC，双工多模 天蓝色，塑料主体，PEI 夹，陶瓷套管，带法兰 | 7.0247 | https://www.l-com.cn/fiber-optic-economy-coupler-sc-duplex-multimode-aqua-plastic-body-pei-clip-ceramic-sleeve-flange-foa-scm32-pc0f
FOA-SCM31-PC0N | 经济型光纤耦合器，SC，单工多模 天蓝色，塑料主体，PEI 夹，陶瓷套管，无法兰 | 3.5127 | https://www.l-com.cn/fiber-optic-economy-coupler-sc-simplex-multimode-aqua-plastic-body-pei-clip-ceramic-sleeve-no-flange-foa-scm31-pc0n
FOA-SCM31-PC0F | 经济型光纤耦合器，SC，单工多模 天蓝色，塑料主体，PEI 夹，陶瓷套管，带法兰 | 3.512 | https://www.l-com.cn/fiber-optic-economy-coupler-sc-simplex-mmf-aqua-plastic-body-pei-clip-ceramic-sleeve-flange-foa-scm31-pc0f
FOA-SCM12-PC0N | 经济型光纤耦合器，SC，双工多模 米色，塑料主体，PEI 夹，陶瓷套管，无法兰 | 7.0247 | https://www.l-com.cn/fiber-optic-economy-coupler-sc-duplex-multimode-beige-plastic-body-pei-clip-ceramic-sleeve-no-flange-foa-scm12-pc0n
FOA-SCM12-PC0F | 经济型光纤耦合器，SC，双工多模米色，塑料主体，PEI 夹，陶瓷套管，带法兰 | 7.024 | https://www.l-com.cn/fiber-optic-economy-coupler-sc-duplex-multimode-beige-plastic-body-pei-clip-ceramic-sleeve-flange-foa-scm12-pc0f
FOA-SCM11-PCUF | 经济型光纤耦合器，SC，单工多模米色，塑料一体式机身，PEI 夹，陶瓷套管，带法兰 | 3.5127 | https://www.l-com.cn/fiber-optic-economy-coupler-sc-simplex-multimode-beige-plastic-one-piece-body-pei-clip-ceramic-sleeve-flange-foa-scm11-pcuf
FOA-SCM11-PC0F | 经济型光纤耦合器，SC，单工多模米色，塑料主体，PEI 夹，陶瓷套管，带法兰 | 3.512 | https://www.l-com.cn/fiber-optic-economy-coupler-sc-simplex-mmf-beige-plastic-body-pei-clip-ceramic-sleeve-flange-foa-scm11-pc0f
FOA-SASM2-PC0N | 经济型光纤耦合器，SC/APC，双工单模，塑料机身，PEI 夹，陶瓷套管，无法兰 | 7.0247 | https://www.l-com.cn/fiber-optic-economy-coupler-sc-apc-duplex-single-mode-plastic-body-pei-clip-ceramic-sleeve-no-flange-foa-sasm2-pc0n
FOA-SASM2-PC0F | 经济型光纤耦合器，SC/APC，双工单模，塑料机身，PEI 夹，陶瓷套管，带法兰 | 7.0247 | https://www.l-com.cn/fiber-optic-economy-coupler-sc-apc-duplex-single-mode-plastic-body-pei-clip-ceramic-sleeve-flange-foa-sasm2-pc0f
FOA-SASM1-PCUN-ISH | 经济型光纤耦合器，SC/APC，单工，带内部卡子 单模，塑料一体式机身，PEI 夹子，陶瓷套管，无法兰 | 3.448 | https://www.l-com.cn/fiber-optic-economy-coupler-sc-apc-simplex-internal-shutter-single-mode-plastic-one-piece-body-pei-clip-ceramic-sleeve-no-flange-foa-sasm1-pcun-ish
FOA-SASM1-PCUF-ISH | 经济型光纤耦合器，SC/APC，单工，带内部卡子 单模，塑料一体式机身，PEI 夹子，陶瓷套管，带法兰 | 3.4487 | https://www.l-com.cn/fiber-optic-economy-coupler-sc-apc-simplex-internal-shutter-single-mode-plastic-one-piece-body-pei-clip-ceramic-sleeve-flange-foa-sasm1-pcuf-ish
FOA-SASM1-PCUF | 经济型光纤耦合器，SC/APC，单工单模，塑料一体式机身，PEI 夹，陶瓷套管，带法兰 | 3.512 | https://www.l-com.cn/fiber-optic-economy-coupler-sc-apc-simplex-single-mode-plastic-one-piece-body-pei-clip-ceramic-sleeve-flange-foa-sasm1-pcuf
FOA-SASM1-PC0N | 经济型光纤耦合器，SC/APC，单工单模，塑料主体，PEI 夹，陶瓷套管，无法兰 | 7.716 | https://www.l-com.cn/fiber-optic-economy-coupler-sc-apc-simplex-single-mode-plastic-body-pei-clip-ceramic-sleeve-no-flange-foa-sasm1-pc0n
FOA-SASM1-PC0F | 经济型光纤耦合器，SC/APC，单工单模，塑料主体，PEI 夹，陶瓷套管，带法兰 | 3.5127 | https://www.l-com.cn/fiber-optic-economy-coupler-sc-apc-simplex-single-mode-plastic-body-pei-clip-ceramic-sleeve-flange-foa-sasm1-pc0f
FOA-LCSM2-PCUN-SCF | 经济型光纤耦合器，LC，双工，带 SC 占位面积单模，塑料一体式机身，PEI 夹子，陶瓷套管，无法兰 | 10.2173 | https://www.l-com.cn/fiber-optic-economy-coupler-lc-duplex-sc-footprint-single-mode-plastic-one-piece-body-pei-clip-ceramic-sleeve-no-flange-foa-lcsm2-pcun-scf
FOA-LCSM2-PCUF-SCF | 经济型光纤耦合器，LC，双工，带 SC 占位面积单模，塑料一体式机身，PEI 夹，陶瓷套管，带法兰 | 10.2173 | https://www.l-com.cn/fiber-optic-economy-coupler-lc-duplex-sc-footprint-single-mode-plastic-one-piece-body-pei-clip-ceramic-sleeve-flange-foa-lcsm2-pcuf-scf
FOA-LCSM2-PC0N-SCF | 经济型光纤耦合器，LC，双工，带 SC 占位面积单模，塑料机身，PEI 夹，陶瓷套管，无法兰 | 10.2173 | https://www.l-com.cn/fiber-optic-economy-coupler-lc-duplex-sc-footprint-single-mode-plastic-body-pei-clip-ceramic-sleeve-no-flange-foa-lcsm2-pc0n-scf
FOA-LCSM2-PC0F-SCF | 经济型光纤耦合器，LC，双工，带 SC 占位面积单模，塑料机身，PEI 夹，陶瓷套管，带法兰 | 10.2171 | https://www.l-com.cn/fiber-optic-economy-coupler-lc-duplex-sc-footprint-single-mode-plastic-body-pei-clip-ceramic-sleeve-flange-foa-lcsm2-pc0f-scf
FOA-LCM32-PCUN-SCF | 经济型光纤耦合器，LC，双工，带 SC 占位面积多模天蓝色，塑料一体式机身，PEI 夹，陶瓷套管，无法兰 | 10.218 | https://www.l-com.cn/fiber-optic-economy-coupler-lc-duplex-sc-footprint-multimode-aqua-plastic-one-piece-body-pei-clip-ceramic-sleeve-no-flange-foa-lcm32-pcun-scf
FOA-LCM32-PCUF | 经济型光纤耦合器，LC，双工多模 天蓝色，塑料一体式机身，PEI 夹，陶瓷套管，带法兰 | 17.214 | https://www.l-com.cn/fiber-optic-economy-coupler-lc-duplex-multimode-aqua-plastic-one-piece-body-pei-clip-ceramic-sleeve-flange-foa-lcm32-pcuf
FOA-LCM32-PC0N-SCF | 经济型光纤耦合器，LC，双工，带 SC 占位面积多模 天蓝色，塑料主体，PEI 夹，陶瓷套管，无法兰 | 10.2173 | https://www.l-com.cn/fiber-optic-economy-coupler-lc-duplex-sc-footprint-multimode-aqua-plastic-body-pei-clip-ceramic-sleeve-no-flange-foa-lcm32-pc0n-scf
FOA-LCM32-PC0F | 经济型光纤耦合器，LC，双工多模 天蓝色，塑料主体，PEI 夹，陶瓷套管，带法兰 | 14.0609 | https://www.l-com.cn/fiber-optic-economy-coupler-lc-duplex-multimode-aqua-plastic-body-pei-clip-ceramic-sleeve-flange-foa-lcm32-pc0f
FOA-LCM12-PCUN-SCF | 经济型光纤耦合器，LC，双工，带 SC 占位面积多模 米色，塑料一体式机身，PEI 夹子，陶瓷套管，无法兰 | 10.2173 | https://www.l-com.cn/fiber-optic-economy-coupler-lc-duplex-sc-footprint-multimode-beige-plastic-one-piece-body-pei-clip-ceramic-sleeve-no-flange-foa-lcm12-pcun-scf
FOA-LCM12-PCUF | 经济型光纤耦合器，LC，双工多模米色，塑料一体式机身，PEI 夹，陶瓷套管，带法兰 | 10.2171 | https://www.l-com.cn/fiber-optic-economy-coupler-lc-duplex-multimode-beige-plastic-one-piece-body-pei-clip-ceramic-sleeve-flange-foa-lcm12-pcuf
FOA-LCM12-PC0N-SCF | 经济型光纤耦合器，LC，双工，带 SC 占位面积多模 米色，塑料机身，PEI 夹，陶瓷套管，无法兰 | 10.218 | https://www.l-com.cn/fiber-optic-economy-coupler-lc-duplex-sc-footprint-multimode-beige-plastic-body-pei-clip-ceramic-sleeve-no-flange-foa-lcm12-pc0n-scf
FOA-LCM12-PC0F | 经济型光纤耦合器，LC，双工多模米色，塑料机身，PEI 夹，陶瓷套管，带法兰 | 10.2173 | https://www.l-com.cn/fiber-optic-economy-coupler-lc-duplex-multimode-beige-plastic-body-pei-clip-ceramic-sleeve-flange-foa-lcm12-pc0f
FOA-LASM2-PCUN-SCF | 经济型光纤耦合器，LC/APC，双工，带 SC 占位面积单模，塑料一体式机身，PEI 夹子，陶瓷套管，无法兰 | 10.2173 | https://www.l-com.cn/fiber-optic-economy-coupler-lc-apc-duplex-sc-footprint-single-mode-plastic-one-piece-body-pei-clip-ceramic-sleeve-no-flange-foa-lasm2-pcun-scf
FOA-LASM2-PCUF | 经济型光纤耦合器，LC/APC，双工单模，塑料一体式机身，PEI 夹，陶瓷套管，带法兰 | 10.2173 | https://www.l-com.cn/fiber-optic-economy-coupler-lc-apc-duplex-single-mode-plastic-one-piece-body-pei-clip-ceramic-sleeve-flange-foa-lasm2-pcuf
FOA-LASM2-PC0N-SCF | 经济型光纤耦合器，LC/APC，双工，带 SC 占位面积单模，塑料机身，PEI 夹，陶瓷套管，无法兰 | 10.2173 | https://www.l-com.cn/fiber-optic-economy-coupler-lc-apc-duplex-sc-footprint-single-mode-plastic-body-pei-clip-ceramic-sleeve-no-flange-foa-lasm2-pc0n-scf
FOA-LASM2-PC0F | 经济型光纤耦合器，LC/APC，双工单模，塑料机身，PEI 夹，陶瓷套管，带法兰 | 10.2173 | https://www.l-com.cn/fiber-optic-economy-coupler-lc-apc-duplex-single-mode-plastic-body-pei-clip-ceramic-sleeve-flange-foa-lasm2-pc0f
FOA-FCSM1-MCUQ | 经济型光纤耦合器，FC，单工单模，铜体，陶瓷套管，方形法兰 | 7.0247 | https://www.l-com.cn/fiber-optic-economy-coupler-fc-simplex-single-mode-copper-body-ceramic-sleeve-square-flange-foa-fcsm1-mcuq
FOA-FCSM1-MC0R | 经济型光纤耦合器，FC，单工单模，铜体，陶瓷套管，矩形法兰 | 7.7273 | https://www.l-com.cn/fiber-optic-economy-coupler-fc-simplex-single-mode-copper-body-ceramic-sleeve-rectangular-flange-foa-fcsm1-mc0r
FOA-FCSM1-MC0D-LGH | 经济型光纤耦合器，FC，单工单模，铜体，陶瓷套管，d 孔安装大孔 | 7.024 | https://www.l-com.cn/fiber-optic-economy-coupler-fc-simplex-single-mode-copper-body-ceramic-sleeve-d-hole-mount-large-hole-foa-fcsm1-mc0d-lgh
FOA-FCMM1-MCUQ | 经济型光纤耦合器，FC，单工多模，铜体，陶瓷套管，方形法兰 | 7.0247 | https://www.l-com.cn/fiber-optic-economy-coupler-fc-simplex-multimode-copper-body-ceramic-sleeve-square-flange-foa-fcmm1-mcuq
FOA-FCMM1-MC0R | 经济型光纤耦合器，FC，单工多模，铜体，陶瓷套管，矩形法兰 | 7.7267 | https://www.l-com.cn/fiber-optic-economy-coupler-fc-simplex-multimode-copper-body-ceramic-sleeve-rectangular-flange-foa-fcmm1-mc0r
FOA-FCMM1-MC0D-LGH | 经济型光纤耦合器，FC，单工多模，铜体，陶瓷套管，d 孔安装大孔 | 7.0247 | https://www.l-com.cn/fiber-optic-economy-coupler-fc-simplex-multimode-copper-body-ceramic-sleeve-d-hole-mount-large-hole-foa-fcmm1-mc0d-lgh
FOA-FCAM1-MC0D-SMH | 经济型光纤耦合器，FC，单工单模/多模，铜体，陶瓷套管，d 孔安装小孔 | 6.9696 | https://www.l-com.cn/fiber-optic-economy-coupler-fc-simplex-single-mode-multimode-copper-body-ceramic-sleeve-d-hole-mount-small-hole-foa-fcam1-mc0d-smh
FOA-FASM1-MCUQ | 经济型光纤耦合器，FC/APC，单工单模，铜体，陶瓷套管，方形法兰 | 7.0243 | https://www.l-com.cn/fiber-optic-economy-coupler-fc-apc-simplex-single-mode-copper-body-ceramic-sleeve-square-flange-foa-fasm1-mcuq
FOA-FASM1-MC0R | 经济型光纤耦合器，FC/APC，单工单模，铜体，陶瓷套管，矩形法兰 | 7.7273 | https://www.l-com.cn/fiber-optic-economy-coupler-fc-apc-simplex-single-mode-copper-body-ceramic-sleeve-rectangular-flange-foa-fasm1-mc0r
FOA-FASM1-MC0D-SMH | 经济型光纤耦合器，FC/APC，单工单模，铜体，陶瓷套管，d 孔安装小孔 | 5.6193 | https://www.l-com.cn/fiber-optic-economy-coupler-fc-apc-simplex-single-mode-copper-body-ceramic-sleeve-d-hole-mount-small-hole-foa-fasm1-mc0d-smh
FOA-FASM1-MC0D-LGH | 经济型光纤耦合器，FC/APC，单工单模，铜体，陶瓷套管，d 孔安装大孔 | 7.0247 | https://www.l-com.cn/fiber-optic-economy-coupler-fc-apc-simplex-single-mode-copper-body-ceramic-sleeve-d-hole-mount-large-hole-foa-fasm1-mc0d-lgh
FOAE2KUPCG | E2000单工适配器 UPC 绿色 | 13.3467 | https://www.l-com.cn/E2000-Simplex-Adaptor-UPC-Green-FOAE2KUPCG
FOAE2KUPCB | E2000单工适配器 UPC 蓝色 | 13.346 | https://www.l-com.cn/E2000-Simplex-Adaptor-UPC-Blue-FOAE2KUPCB
FOAE2KAPCG | E2000单工适配器 APC 绿色 | 13.3467 | https://www.l-com.cn/e2000-simplex-adaptor-apc-green-foae2kapcg
FOAE2KAPCB | E2000单工适配器 APC 蓝色 | 13.3467 | https://www.l-com.cn/E2000-Simplex-Adaptor-APC-Blue-FOAE2KAPCB
FOADFLCSM | IP68防水等级 单模双工 LC 适配器 | 22.176 | https://www.l-com.cn/waterproof-ip68-single-mode-duplex-lc-adapter-foadflcsm
FOADFLCMM | IP68防水等级 单模双工 LC 适配器 | 21.384 | https://www.l-com.cn/waterproof-ip68-multimode-duplex-lc-adapter-foadflcmm
FOACCVST030 | 串口RS485/422/232光纤转换器 | 1892.88 | https://www.l-com.cn/rs232-422-485-duplex-fiber-st-media-conv-30km-smf-1310nm-FOACCVST030
FOACCVST002 | 串口RS485/422/232光纤转换器 | 1465.2 | https://www.l-com.cn/rs232-422-485-duplex-fiber-st-media-conv-2km-mmf-1310nm-FOACCVST002
FOACCVSPEST020 | PROFIBUS (RS485) 到光纤转换器 | 2082.96 | https://www.l-com.cn/rs485-duplex-fiber-st-media-conv-2km-mmf-1310nm-supporting-profibus-FOACCVSPEST020
FOACCVSPESC020 | PROFIBUS (RS485) 到光纤转换器 | 2082.96 | https://www.l-com.cn/rs485-duplex-fiber-sc-media-conv-2km-mmf-1310nm-supporting-profibus-FOACCVSPESC020
FOACCVSEST002 | 串口RS485/422/232光纤转换器 | 1742.4 | https://www.l-com.cn/rs232-422-485-duplex-fiber-st-media-conv-2km-mmf-1310nm-extended-temp-FOACCVSEST002
FOACCVSESC030 | 串口RS485/422/232光纤转换器 | 2249.28 | https://www.l-com.cn/rs232-422-485-duplex-fiber-sc-media-conv-30km-smf-1310nm-extended-temp-FOACCVSESC030
FOACCVSESC002 | 串口RS485/422/232光纤转换器 | 1742.4 | https://www.l-com.cn/rs232-422-485-duplex-fiber-sc-media-conv-2km-mmf-1310nm-extended-temp-FOACCVSESC002
FOACCVSC050 | 串口RS485/422/232光纤转换器 | 2288.88 | https://www.l-com.cn/rs232-422-485-duplex-fiber-sc-media-conv-50km-smf-1310nm-FOACCVSC050
FOACCVSC030 | 串口RS485/422/232光纤转换器 | 1892.88 | https://www.l-com.cn/rs232-422-485-duplex-fiber-sc-media-conv-30km-smf-1310nm-FOACCVSC030
FOACCVSC020B | 串口RS485/422/232光纤转换器 | 2708.64 | https://www.l-com.cn/rs232-422-485-duplex-fiber-sc-media-conv-20km-smf-1310nm-FOACCVSC020B
FOACCVSC020A | 串口RS485/422/232光纤转换器 SC | 2708.64 | https://www.l-com.cn/rs232-422-485-duplex-fiber-sc-media-conv-20km-smf-1310nm-FOACCVSC020A
FOACCVSC002 | 串口RS485/422/232光纤转换器 | 1465.2 | https://www.l-com.cn/rs232-422-485-duplex-fiber-sc-media-conv-2km-mmf-1310nm-FOACCVSC002
FOACAMPTW79 | 光纤传感器 - 对射型 | 86.3 | https://www.l-com.cn/fiber-optic-sensor-thru-beam-foacamptw79
FOACAMPTR42 | 光纤传感器 - 对射型 | 43.15 | https://www.l-com.cn/fiber-optic-sensor-thru-beam-foacamptr42
FOACAMPTR32 | 光纤传感器 - 对射型 | 43.15 | https://www.l-com.cn/fiber-optic-sensor-thru-beam-foacamptr32
FOACAMPG1N | 光纤放大器 - 放大器 NPN | 92.47 | https://www.l-com.cn/fiber-Amplifier-amplifier-npn-foacampg1n
FOACAMPDS32Q | 光纤传感器 - 漫反射 | 80.14 | https://www.l-com.cn/fiber-optic-sensor-diffuse-reflection-coaxial-foacampds32q
FOACAMPDRE32I | 光纤传感器 - 漫反射 | 110.96 | https://www.l-com.cn/fiber-optic-sensor-diffuse-reflection-coaxial-foacampdre32i
FOACAMPDRC32 | 光纤传感器 - 漫反射 | 86.3 | https://www.l-com.cn/fiber-optic-sensor-diffuse-reflection-coaxial-foacampdrc32
FOACAMPDR62TE | 光纤传感器 - 漫反射 | 413.03 | https://www.l-com.cn/fiber-optic-sensor-diffuse-reflection-coaxial-foacampdr62te
FOACAMPDR62 | 光纤传感器 - 漫反射 | 43.15 | https://www.l-com.cn/fiber-optic-sensor-diffuse-reflection-foacampdr62
FOACAMPDR49Y | 光纤传感器 - 漫反射 | 92.47 | https://www.l-com.cn/fiber-optic-sensor-diffuse-reflection-coaxial-foacampdr49y
FOACAMPDR46 | 光纤传感器 - 漫反射 | 154.12 | https://www.l-com.cn/fiber-optic-sensor-diffuse-reflection-coaxial-foacampdr46
FOACAMPDR32 | 光纤传感器 - 漫反射 | 67.81 | https://www.l-com.cn/fiber-optic-sensor-diffuse-reflection-coaxial-foacampdr32
FOACAMPDR15 | 光纤传感器 - 漫反射 | 215.76 | https://www.l-com.cn/fiber-optic-sensor-diffuse-reflection-coaxial-foacampdr15
FOACAMPDH62Y | 光纤传感器 - 漫反射 | 154.12 | https://www.l-com.cn/fiber-optic-sensor-diffuse-reflection-coaxial-foacampdh62y
FOACAMPDH42Y | 光纤传感器 - 漫反射 | 172.61 | https://www.l-com.cn/fiber-optic-sensor-diffuse-reflection-coaxial-foacampdh42y
FOACAMPDE32 | 光纤传感器 - 漫反射 | 49.32 | https://www.l-com.cn/fiber-optic-sensor-diffuse-reflection-foacampde32
FOACAMPDC42TZ | 光纤传感器 - 漫反射 | 61.65 | https://www.l-com.cn/fiber-optic-sensor-diffuse-reflection-coaxial-foacampdc42tz
FOACAMPD42 | 光纤传感器 - 漫反射 | 30.82 | https://www.l-com.cn/fiber-optic-sensor-diffuse-reflection-foacampd42
FOACAMPC1PH2 | 输出类型双输出PNP光纤放大器 | 246.58 | https://www.l-com.cn/output-type-dual-output-pnp-fiber-Amplifier-amplifier-pnp-foacampc1ph2
FOACAMPC1PH | 输出类型 单输出 PNP 光纤放大器 | 246.58 | https://www.l-com.cn/output-type-single-output-pnp-fiber-Amplifier-amplifier-pnp-foacampc1ph
FOACAMPC1NH2 | 输出类型双输出NPN光纤放大器 | 246.58 | https://www.l-com.cn/output-type-dual-output-npn-fiber-Amplifier-amplifier-npn-foacampc1nh2
FOACAMPC1NH | 输出类型 单输出 NPN 光纤放大器 | 246.58 | https://www.l-com.cn/output-type-single-output-npn-fiber-Amplifier-amplifier-npn-foacampc1nh
FOA-825-YLW | MPO 单工耦合器，半透明内部防尘挡板，上键-下键，黑色/黄色 | 40.4456 | https://www.l-com.cn/mpo-simplex-coupler-translucent-internal-shutter-key-up-key-down-black-yellow-foa-825-ylw
FOA-825-HVI | MPO 单工耦合器，半透明内部防尘挡板，上键-下键，黑色/石南紫 | 41.1913 | https://www.l-com.cn/mpo-simplex-coupler-translucent-internal-shutter-key-up-key-down-black-heather-violet-foa-825-hvi
FOA-825-GRN | MPO 单工耦合器，半透明内部防尘挡板，上键-下键，黑色/绿色 | 40.4463 | https://www.l-com.cn/mpo-simplex-coupler-translucent-internal-shutter-key-up-key-down-black-green-foa-825-grn
FOA-825-BLK | MPO 单工耦合器，半透明内部防尘挡板，上键-下键，黑色/黑色 | 41.1913 | https://www.l-com.cn/mpo-simplex-coupler-translucent-internal-shutter-key-up-key-down-black-black-foa-825-blk
FOA-825-AQU | MPO 单工耦合器，半透明内部防尘挡板，上键-下键，黑色/浅绿色 | 40.4456 | https://www.l-com.cn/mpo-simplex-coupler-translucent-internal-shutter-key-up-key-down-black-aqua-foa-825-aqu
FOA-824-YLW | MPO 双芯耦合器，半透明内部防尘挡板，上键-下键，黑色/黄色 | 53.376 | https://www.l-com.cn/mpo-duplex-coupler-translucent-internal-shutter-key-up-key-down-black-yellow-foa-824-ylw
FOA-824-HVI | MPO 双芯耦合器，半透明内部防尘挡板，上键-下键，黑色/石南紫 | 53.376 | https://www.l-com.cn/mpo-duplex-coupler-translucent-internal-shutter-key-up-key-down-black-heather-violet-foa-824-hvi
FOA-824-GRN | MPO 双芯耦合器，半透明内部防尘挡板，上键-下键，黑色/绿色 | 53.3765 | https://www.l-com.cn/mpo-duplex-coupler-translucent-internal-shutter-key-up-key-down-black-green-foa-824-grn
FOA-824-BLK | MPO 双芯耦合器，半透明内部防尘挡板，上键-下键，黑色/黑色 | 53.3756 | https://www.l-com.cn/mpo-duplex-coupler-translucent-internal-shutter-key-up-key-down-black-black-foa-824-blk
FOA-823-GRN | 光纤耦合器，SC/SC 双芯，外部防尘挡板，侧弹簧，带法兰，绿色 | 38.23 | https://www.l-com.cn/fiber-coupler-sc-sc-duplex-external-shutter-side-spring-no-flange-green-foa-823-grn
FOA-823-BLU | 光纤耦合器，SC/SC 双芯，外部防尘挡板，侧弹簧，带法兰，蓝色 | 38.2294 | https://www.l-com.cn/fiber-coupler-sc-sc-duplex-external-shutter-side-spring-no-flange-blue-foa-823-blu
FOA-823-BGE | 光纤耦合器，SC/SC 双芯，外部防尘挡板，侧弹簧，带法兰，米色 | 38.23 | https://www.l-com.cn/fiber-coupler-sc-sc-duplex-external-shutter-side-spring-no-flange-beige-foa-823-bge
FOA-823-AQU | 光纤耦合器，SC/SC 双芯，外部防尘挡板，侧弹簧，带法兰，浅绿色 | 38.23 | https://www.l-com.cn/fiber-coupler-sc-sc-duplex-external-shutter-side-spring-no-flange-aqua-foa-823-aqu
FOA-822-GRN | 光纤耦合器，SC/SC单芯，外部防尘挡板，侧弹簧，无法兰，绿色 | 22.8838 | https://www.l-com.cn/fiber-coupler-sc-sc-simplex-external-shutter-side-spring-no-flange-green-foa-822-grn
FOA-822-BLU | 光纤耦合器，SC/SC单芯，外部防尘挡板，侧弹簧，无法兰，蓝色 | 22.8844 | https://www.l-com.cn/fiber-coupler-sc-sc-simplex-external-shutter-side-spring-no-flange-blue-foa-822-blu
FOA-822-BGE | 光纤耦合器，SC/SC单芯，外部防尘挡板，侧弹簧，无法兰，米色 | 22.8838 | https://www.l-com.cn/fiber-coupler-sc-sc-simplex-external-shutter-side-spring-no-flange-beige-foa-822-bge
FOA-822-AQU | 光纤耦合器，SC/SC单芯，外部防尘挡板，侧弹簧，无法兰，浅绿色 | 22.8844 | https://www.l-com.cn/fiber-coupler-sc-sc-simplex-external-shutter-side-spring-no-flange-aqua-foa-822-aqu
FOA-821-GRN | 光纤耦合器，SC/SC单芯，外部防尘挡板，侧弹簧，带法兰，绿色 | 22.2056 | https://www.l-com.cn/fiber-coupler-sc-sc-simplex-external-shutter-side-spring-no-flange-green-foa-821-grn
FOA-821-BLU | 光纤耦合器，SC/SC单芯，外部防尘挡板，侧弹簧，带法兰，蓝色 | 22.2056 | https://www.l-com.cn/fiber-coupler-sc-sc-simplex-external-shutter-side-spring-no-flange-blue-foa-821-blu
FOA-821-BGE | 光纤耦合器，SC/SC单芯，外部防尘挡板，侧弹簧，带法兰，米色 | 22.2056 | https://www.l-com.cn/fiber-coupler-sc-sc-simplex-external-shutter-side-spring-no-flange-beige-foa-821-bge
FOA-821-AQU | 光纤耦合器，SC/SC单芯，外部防尘挡板，侧弹簧，带法兰，浅绿色 | 22.2056 | https://www.l-com.cn/fiber-coupler-sc-sc-simplex-external-shutter-side-spring-no-flange-aqua-foa-821-aqu
FOA-820-GRN | 光纤耦合器，SC/SC单芯，半透明内部防尘挡板，侧弹簧，无法兰，绿色 | 24.8494 | https://www.l-com.cn/fiber-coupler-sc-sc-simplex-translucent-internal-shutter-side-spring-no-flange-green-foa-820-grn
FOA-820-BLU | 光纤耦合器，SC/SC单芯，半透明内部防尘挡板，侧弹簧，无法兰，蓝色 | 24.8494 | https://www.l-com.cn/fiber-coupler-sc-sc-simplex-translucent-internal-shutter-side-spring-no-flange-blue-foa-820-blu
FOA-820-BGE | 光纤耦合器，SC/SC单芯，半透明内部防尘挡板，侧弹簧，无法兰，米色 | 24.8488 | https://www.l-com.cn/fiber-coupler-sc-sc-simplex-translucent-internal-shutter-side-spring-no-flange-beige-foa-820-bge
FOA-820-AQU | 光纤耦合器，SC/SC单芯，半透明内部防尘挡板，侧弹簧，无法兰，浅绿色 | 24.8488 | https://www.l-com.cn/fiber-coupler-sc-sc-simplex-translucent-internal-shutter-side-spring-no-flange-aqua-foa-820-aqu
FOA-819-GRN | 光纤耦合器，SC/SC 单工，白色内部防尘挡板，侧弹簧，无法兰，绿色 | 24.8494 | https://www.l-com.cn/fiber-coupler-sc-sc-simplex-white-internal-shutter-side-spring-no-flange-green-foa-819-grn
FOA-819-BLU | 光纤耦合器，SC/SC 单工，白色内部防尘挡板，侧弹簧，无法兰，蓝色 | 24.8488 | https://www.l-com.cn/fiber-coupler-sc-sc-simplex-white-internal-shutter-side-spring-no-flange-blue-foa-819-blu
FOA-819-BGE | 光纤耦合器，SC/SC 单工，白色内部防尘挡板，侧弹簧，无法兰，米色 | 24.8494 | https://www.l-com.cn/fiber-coupler-sc-sc-simplex-white-internal-shutter-side-spring-no-flange-beige-foa-819-bge
FOA-819-AQU | 光纤耦合器，SC/SC 单工，白色内部防尘挡板，侧弹簧，无法兰，浅绿色 | 24.8488 | https://www.l-com.cn/fiber-coupler-sc-sc-simplex-white-internal-shutter-side-spring-no-flange-aqua-foa-819-aqu
FOA-818-HVI | 光纤耦合器，LC/LC 四联，半透明内部防尘挡板，垂直弹簧，高密度，无法兰，石南紫色 | 50.4456 | https://www.l-com.cn/fiber-coupler-lc-lc-quad-translucent-internal-shutter-vertical-spring-high-density-no-flange-heather-violet-foa-818-hvi
FOA-818-GRN | 光纤耦合器，LC/LC 四联，半透明内部防尘挡板，垂直弹簧，高密度，无法兰，绿色 | 50.4451 | https://www.l-com.cn/fiber-coupler-lc-lc-quad-translucent-internal-shutter-vertical-spring-high-density-no-flange-green-foa-818-grn
FOA-818-BLU | 光纤耦合器，LC/LC 四联，半透明内部防尘挡板，垂直弹簧，高密度，无法兰，蓝色 | 32.7888 | https://www.l-com.cn/fiber-coupler-lc-lc-quad-translucent-internal-shutter-vertical-spring-high-density-no-flange-blue-foa-818-blu
FOA-818-BGE | 光纤耦合器，LC/LC 四联，半透明内部防尘挡板，垂直弹簧，高密度，无法兰，米色 | 50.4455 | https://www.l-com.cn/fiber-coupler-lc-lc-quad-translucent-internal-shutter-vertical-spring-high-density-no-flange-beige-foa-818-bge
FOA-818-AQU | 光纤耦合器，LC/LC 四联，半透明内部防尘挡板，垂直弹簧，高密度，无法兰，绿色 | 50.446 | https://www.l-com.cn/fiber-coupler-lc-lc-quad-translucent-internal-shutter-vertical-spring-high-density-no-flange-aqua-foa-818-aqu
FOA-817-HVI | 光纤耦合器，LC/LC 四联，白色内部防尘挡板，垂直弹簧，高密度，无法兰，石南紫色 | 50.4456 | https://www.l-com.cn/fiber-coupler-lc-lc-quad-white-internal-shutter-vertical-spring-high-density-no-flange-heather-violet-foa-817-hvi
FOA-817-GRN | 光纤耦合器，LC/LC 四联，白色内部防尘挡板，垂直弹簧，高密度，无法兰，绿色 | 50.4453 | https://www.l-com.cn/fiber-coupler-lc-lc-quad-white-internal-shutter-vertical-spring-high-density-no-flange-green-foa-817-grn
FOA-817-BLU | 光纤耦合器，LC/LC 四联，白色内部防尘挡板，垂直弹簧，高密度，无法兰，蓝色 | 50.4453 | https://www.l-com.cn/fiber-coupler-lc-lc-duplex-white-internal-shutter-vertical-spring-high-density-no-flange-blue-foa-817-blu
FOA-817-BGE | 光纤耦合器，LC/LC 四联，白色内部防尘挡板，垂直弹簧，高密度，无法兰，米色 | 50.4456 | https://www.l-com.cn/fiber-coupler-lc-lc-quad-white-internal-shutter-vertical-spring-high-density-no-flange-beige-foa-817-bge
FOA-817-AQU | 光纤耦合器，LC/LC 四联，白色内部防尘挡板，垂直弹簧，高密度，无法兰，浅绿色 | 50.4451 | https://www.l-com.cn/fiber-coupler-lc-lc-quad-white-internal-shutter-vertical-spring-high-density-no-flange-aqua-foa-817-aqu
FOA-816-HVI | 光纤耦合器，LC/LC双芯，半透明内部防尘挡板，垂直弹簧，高密度，无法兰，石南紫色 | 18.9154 | https://www.l-com.cn/fiber-coupler-lc-lc-duplex-translucent-internal-shutter-vertical-spring-high-density-no-flange-heather-violet-foa-816-hvi
FOA-816-GRN | 光纤耦合器，LC/LC双芯，半透明内部防尘挡板，垂直弹簧，高密度，无法兰，绿色 | 30.9288 | https://www.l-com.cn/fiber-coupler-lc-lc-duplex-translucent-internal-shutter-vertical-spring-high-density-no-flange-green-foa-816-grn
FOA-816-BLU | 光纤耦合器，LC/LC双芯，半透明内部防尘挡板，垂直弹簧，高密度，无法兰，蓝色 | 29.7981 | https://www.l-com.cn/fiber-coupler-lc-lc-duplex-translucent-internal-shutter-vertical-spring-high-density-no-flange-blue-foa-816-blu
FOA-816-BGE | 光纤耦合器，LC/LC双芯，半透明内部防尘挡板，垂直弹簧，高密度，无法兰，米色 | 30.9294 | https://www.l-com.cn/fiber-coupler-lc-lc-duplex-translucent-internal-shutter-vertical-spring-high-density-no-flange-beige-foa-816-bge
FOA-816-AQU | 光纤耦合器，LC/LC双芯，半透明内部防尘挡板，垂直弹簧，高密度，无法兰，浅绿色 | 29.5663 | https://www.l-com.cn/fiber-coupler-lc-lc-duplex-translucent-internal-shutter-vertical-spring-high-density-no-flange-aqua-foa-816-aqu
FOA-815-HVI | 光纤耦合器，LC/LC双芯，白色内部防尘挡板，垂直弹簧，高密度，无法兰，石南紫色 | 30.9294 | https://www.l-com.cn/fiber-coupler-lc-lc-duplex-white-internal-shutter-vertical-spring-high-density-no-flange-heather-violet-foa-815-hvi
FOA-815-GRN | 光纤耦合器，LC/LC双芯，白色内部防尘挡板，垂直弹簧，高密度，无法兰，绿色 | 29.5669 | https://www.l-com.cn/fiber-coupler-lc-lc-duplex-white-internal-shutter-vertical-spring-high-density-no-flange-green-foa-815-grn
FOA-815-BLU | 光纤耦合器，LC/LC双芯，白色内部防尘挡板，垂直弹簧，高密度，无法兰，蓝色 | 18.5328 | https://www.l-com.cn/fiber-coupler-lc-lc-duplex-white-internal-shutter-vertical-spring-high-density-no-flange-blue-foa-815-blu
FOA-815-BGE | 光纤耦合器，LC/LC双芯，白色内部防尘挡板，垂直弹簧，高密度，无法兰，米色 | 30.9288 | https://www.l-com.cn/fiber-coupler-lc-lc-duplex-white-internal-shutter-vertical-spring-high-density-no-flange-beige-foa-815-bge
FOA-815-AQU | 光纤耦合器，LC/LC双芯，白色内部防尘挡板，垂直弹簧，高密度，无法兰，浅绿色 | 29.5663 | https://www.l-com.cn/fiber-coupler-lc-lc-duplex-white-internal-shutter-vertical-spring-high-density-no-flange-aqua-foa-815-aqu
FOA-814-HVI | 光纤耦合器，LC/LC四联，半透明内部防尘挡板，侧弹簧，高密度，无法兰，石南紫色 | 50.4381 | https://www.l-com.cn/fiber-coupler-lc-lc-quad-translucent-internal-shutter-side-spring-high-density-no-flange-heather-violet-foa-814-hvi
FOA-814-GRN | 光纤耦合器，LC/LC四联，半透明内部防尘挡板，侧弹簧，高密度，无法兰，绿色 | 50.4383 | https://www.l-com.cn/fiber-coupler-lc-lc-quad-translucent-internal-shutter-side-spring-high-density-no-flange-green-foa-814-grn
FOA-814-BLU | 光纤耦合器，LC/LC四联，半透明内部防尘挡板，侧弹簧，高密度，无法兰，蓝色 | 50.445 | https://www.l-com.cn/fiber-coupler-lc-lc-quad-white-internal-shutter-side-spring-high-density-no-flange-blue-foa-814-blu
FOA-814-BGE | 光纤耦合器，LC/LC四联，半透明内部防尘挡板，侧弹簧，高密度，无法兰，米色 | 50.4448 | https://www.l-com.cn/fiber-coupler-lc-lc-quad-translucent-internal-shutter-side-spring-high-density-no-flange-beige-foa-814-bge
FOA-814-AQU | 光纤耦合器，LC/LC四联，半透明内部防尘挡板，侧弹簧，高密度，无法兰，浅绿色 | 50.445 | https://www.l-com.cn/fiber-coupler-lc-lc-quad-translucent-internal-shutter-side-spring-high-density-no-flange-aqua-foa-814-aqu
FOA-813-HVI | 光纤耦合器，LC/LC四联，白色内部防尘挡板，侧向弹簧，高密度，无法兰，石南紫色 | 50.4456 | https://www.l-com.cn/fiber-coupler-lc-lc-quad-white-internal-shutter-side-spring-high-density-no-flange-heather-violet-foa-813-hvi
FOA-813-GRN | 光纤耦合器，LC/LC四联，白色内部防尘挡板，侧向弹簧，高密度，无法兰，绿色 | 50.446 | https://www.l-com.cn/fiber-coupler-lc-lc-quad-white-internal-shutter-side-spring-high-density-no-flange-green-foa-813-grn
FOA-813-BLU | 光纤耦合器，LC/LC四联，白色内部防尘挡板，侧向弹簧，高密度，无法兰，蓝色 | 50.4456 | https://www.l-com.cn/fiber-coupler-lc-lc-quad-white-internal-shutter-side-spring-high-density-no-flange-blue-foa-813-blu
FOA-813-BGE | 光纤耦合器，LC/LC四联，白色内部防尘挡板，侧向弹簧，高密度，无法兰，米色 | 50.4456 | https://www.l-com.cn/fiber-coupler-lc-lc-quad-white-internal-shutter-side-spring-high-density-no-flange-beige-foa-813-bge
FOA-813-AQU | 光纤耦合器，LC/LC四联，白色内部防尘挡板，侧向弹簧，高密度，无法兰，浅绿色 | 50.4448 | https://www.l-com.cn/fiber-coupler-lc-lc-quad-white-internal-shutter-side-spring-high-density-no-flange-aqua-foa-813-aqu
FOA-812-HVI | 光纤耦合器，LC/LC双芯，半透明内部防尘挡板，侧向弹簧，高密度，无法兰，石南紫色 | 29.5669 | https://www.l-com.cn/fiber-coupler-lc-lc-duplex-translucent-internal-shutter-side-spring-high-density-no-flange-heather-violet-foa-812-hvi
FOA-812-GRN | 光纤耦合器，LC/LC双芯，半透明内部防尘挡板，侧向弹簧，高密度，无法兰，绿色 | 18.5328 | https://www.l-com.cn/fiber-coupler-lc-lc-duplex-translucent-internal-shutter-side-spring-high-density-no-flange-green-foa-812-grn
FOA-812-BLU | 光纤耦合器，LC/LC双芯，半透明内部防尘挡板，侧向弹簧，高密度，无法兰，蓝 | 29.5663 | https://www.l-com.cn/fiber-coupler-lc-lc-duplex-translucent-internal-shutter-side-spring-high-density-no-flange-blue-foa-812-blu
FOA-812-BGE | 光纤耦合器，LC/LC双芯，半透明内部防尘挡板，侧向弹簧，高密度，无法兰，米色 | 30.9288 | https://www.l-com.cn/fiber-coupler-lc-lc-duplex-translucent-internal-shutter-side-spring-high-density-no-flange-beige-foa-812-bge
FOA-812-AQU | 光纤耦合器，LC/LC双芯，半透明内部防尘挡板，侧向弹簧，高密度，无法兰，浅绿色 | 29.7981 | https://www.l-com.cn/fiber-coupler-lc-lc-duplex-translucent-internal-shutter-side-spring-high-density-no-flange-aqua-foa-812-aqu
FOA-811-HVI | 光纤耦合器，LC/LC双芯，白色内部防尘挡板，侧向弹簧，高密度，无法兰，石南紫 | 31.4281 | https://www.l-com.cn/fiber-coupler-lc-lc-duplex-white-internal-shutter-side-spring-high-density-no-flange-heather-violet-foa-811-hvi
FOA-811-GRN | 光纤耦合器，LC/LC双芯，白色内部防尘挡板，侧向弹簧，高密度，无法兰，绿色 | 29.7981 | https://www.l-com.cn/fiber-coupler-lc-lc-duplex-white-internal-shutter-side-spring-high-density-no-flange-green-foa-811-grn
FOA-811-BLU | 光纤耦合器，LC/LC双芯，白色内部防尘挡板，侧向弹簧，高密度，无法兰，蓝 | 29.7975 | https://www.l-com.cn/fiber-coupler-lc-lc-duplex-white-internal-shutter-side-spring-high-density-no-flange-blue-foa-811-blu
FOA-811-BGE | 光纤耦合器，LC/LC双芯，白色内部防尘挡板，侧向弹簧，高密度，无法兰，米色 | 30.9294 | https://www.l-com.cn/fiber-coupler-lc-lc-duplex-white-internal-shutter-side-spring-high-density-no-flange-beige-foa-811-bge
FOA-811-AQU | 光纤耦合器，LC/LC双芯，白色内部防尘挡板，侧向弹簧，高密度，无法兰，浅绿色 | 30.9294 | https://www.l-com.cn/fiber-coupler-lc-lc-duplex-white-internal-shutter-side-spring-high-density-no-flange-aqua-foa-811-aqu
FOA-810-HVI | 光纤耦合器，LC/LC双芯，防尘外盖，侧向弹簧，小巧外壳，无法兰，石南紫 | 36.3481 | https://www.l-com.cn/fiber-coupler-lc-lc-duplex-external-shutter-side-spring-compact-housing-no-flange-heather-violet-foa-810-hvi
FOA-810-GRN | 光纤耦合器，LC/LC双芯，防尘外盖，侧向弹簧，小巧外壳，无法兰，绿色 | 34.7469 | https://www.l-com.cn/fiber-coupler-lc-lc-duplex-external-shutter-side-spring-compact-housing-no-flange-green-foa-810-grn
FOA-810-BLU | 光纤耦合器，LC/LC双芯，防尘外盖，侧向弹簧，小巧外壳，无法兰，蓝 | 34.7463 | https://www.l-com.cn/fiber-coupler-lc-lc-duplex-external-shutter-side-spring-compact-housing-no-flange-blue-foa-810-blu
FOA-810-BGE | 光纤耦合器，LC/LC双芯，防尘外盖，侧向弹簧，小巧外壳，无法兰，米色 | 34.7469 | https://www.l-com.cn/fiber-coupler-lc-lc-duplex-external-shutter-side-spring-compact-housing-no-flange-beige-foa-810-bge
FOA-810-AQU | 光纤耦合器，LC/LC双芯，防尘外盖，侧向弹簧，小巧外壳，无法兰，浅绿色 | 36.3488 | https://www.l-com.cn/fiber-coupler-lc-lc-duplex-external-shutter-side-spring-compact-housing-no-flange-aqua-foa-810-aqu
FOA6OOD8-012M | 室外 MM（Aqua，10G）ODVA LCUPC 至 ODVA LCUPC，OSP 护套 12M 电缆组件 | 257.4 | https://www.l-com.cn/outdoor-rated-mm-aqua-10g-odva-lcupc-odva-lcupc-osp-jacket-12m-cable-assembly-foa6ood8-012m
FOA6OOD8-010M | 室外 MM（Aqua，10G）ODVA LCUPC 至 ODVA LCUPC，OSP 护套 10M 电缆组件 | 247.5792 | https://www.l-com.cn/outdoor-rated-mm-aqua-10g-odva-lcupc-odva-lcupc-osp-jacket-10m-cable-assembly-foa6ood8-010m
FOA6OOD8-005M | 室外 MM（Aqua，10G）ODVA LCUPC 至 ODVA LCUPC，OSP 护套 5M 电缆组件 | 222.7104 | https://www.l-com.cn/outdoor-rated-mm-aqua-10g-odva-lcupc-odva-lcupc-osp-jacket-5m-cable-assembly-foa6ood8-005m
FOA6OOD8-002M | 室外 MM（Aqua，10G）ODVA LCUPC 至 ODVA LCUPC，OSP 护套 2M 电缆组件 | 207.9792 | https://www.l-com.cn/outdoor-rated-mm-aqua-10g-odva-lcupc-odva-lcupc-osp-jacket-2m-cable-assembly-foa6ood8-002m
FOA6OOD8-001M | 室外 MM（Aqua，10G）ODVA LCUPC 至 ODVA LCUPC，OSP 护套 1M 电缆组件 | 202.9104 | https://www.l-com.cn/outdoor-rated-mm-aqua-10g-odva-lcupc-odva-lcupc-osp-jacket-1m-cable-assembly-foa6ood8-001m
FOA6ODD8-012M | 室外 MM（Aqua，10G）ODVA 转双工 LCUPC，OSP 护套 12M 电缆组件 | 185.328 | https://www.l-com.cn/outdoor-rated-mm-aqua-10g-odva-duplex-lcupc-osp-jacket-12m-cable-assembly-foa6odd8-012m
FOA6ODD8-010M | 室外 MM（Aqua，10G）ODVA 转双工 LCUPC，OSP 护套 10M 电缆组件 | 175.3488 | https://www.l-com.cn/outdoor-rated-mm-aqua-10g-odva-duplex-lcupc-osp-jacket-10m-cable-assembly-foa6odd8-010m
FOA6ODD8-002M | 室外 MM（Aqua，10G）ODVA 转双工 LCUPC，OSP 护套 2M 电缆组件 | 135.7488 | https://www.l-com.cn/outdoor-rated-mm-aqua-10g-odva-duplex-lcupc-osp-jacket-2m-cable-assembly-foa6odd8-002m
FOA6ODD8-001M | 室外 MM（Aqua，10G）ODVA 转双工 LCUPC，OSP 护套 1M 电缆组件 | 130.8384 | https://www.l-com.cn/outdoor-rated-mm-aqua-10g-odva-duplex-lcupc-osp-jacket-1m-cable-assembly-foa6odd8-001m
FOA2OOD8-012M | 室外 MM（米色）62.5/125 ODVA LCUPC 至 ODVA LCUPC，OSP 护套 12M 电缆组件 | 248.8464 | https://www.l-com.cn/outdoor-rated-mm-beige-62.5-125-odva-lcupc-odva-lcupc-osp-jacket-12m-cable-assembly-foa2ood8-012m
FOA2OOD8-010M | 室外 MM（米色）62.5/125 ODVA LCUPC 至 ODVA LCUPC，OSP 护套 10M 电缆组件 | 240.4512 | https://www.l-com.cn/outdoor-rated-mm-beige-62.5-125-odva-lcupc-odva-lcupc-osp-jacket-10m-cable-assembly-foa2ood8-010m
FOA2OOD8-005M | 室外 MM（米色）62.5/125 ODVA LCUPC 至 ODVA LCUPC，OSP 护套 5M 电缆组件 | 219.2256 | https://www.l-com.cn/outdoor-rated-mm-beige-62.5-125-odva-lcupc-odva-lcupc-osp-jacket-5m-cable-assembly-foa2ood8-005m
FOA2OOD8-002M | 室外 MM（米色）62.5/125 ODVA LCUPC 至 ODVA LCUPC，OSP 护套 2M 电缆组件 | 206.5536 | https://www.l-com.cn/outdoor-rated-mm-beige-62.5-125-odva-lcupc-odva-lcupc-osp-jacket-2m-cable-assembly-foa2ood8-002m
FOA2OOD8-001M | 室外 MM（米色）62.5/125 ODVA LCUPC 至 ODVA LCUPC，OSP 护套 1M 电缆组件 | 202.2768 | https://www.l-com.cn/outdoor-rated-mm-beige-62.5-125-odva-lcupc-odva-lcupc-osp-jacket-1m-cable-assembly-foa2ood8-001m
FOA2ODD8-012M | 室外 MM（米色）62.5/125 ODVA 转双工 LCUPC，OSP 护套 12M 电缆组件 | 176.7744 | https://www.l-com.cn/outdoor-rated-mm-beige-62.5-125-odva-duplex-lcupc-osp-jacket-12m-cable-assembly-foa2odd8-012m
FOA2ODD8-010M | 室外 MM（米色）62.5/125 ODVA 转双工 LCUPC，OSP 护套 10M 电缆组件 | 168.3792 | https://www.l-com.cn/outdoor-rated-mm-beige-62.5-125-odva-duplex-lcupc-osp-jacket-10m-cable-assembly-foa2odd8-010m
FOA2ODD8-005M | 室外 MM（米色）62.5/125 ODVA 转双工 LCUPC，OSP 护套 5M 电缆组件 | 147.1536 | https://www.l-com.cn/outdoor-rated-mm-beige-62.5-125-odva-duplex-lcupc-osp-jacket-5m-cable-assembly-foa2odd8-005m
FOA2ODD8-002M | 室外 MM（米色）62.5/125 ODVA 转双工 LCUPC，OSP 护套 2M 电缆组件 | 134.3232 | https://www.l-com.cn/outdoor-rated-mm-beige-62.5-125-odva-duplex-lcupc-osp-jacket-2m-cable-assembly-foa2odd8-002m
FOA2ODD8-001M | 室外 MM（米色）62.5/125 ODVA 转双工 LCUPC，OSP 护套 1M 电缆组件 | 130.0464 | https://www.l-com.cn/outdoor-rated-mm-beige-62.5-125-odva-duplex-lcupc-osp-jacket-1m-cable-assembly-foa2odd8-001m
FOA1OOD8-012M | 室外 SM ODVA LCUPC 至 ODVA LCUPC，OSP 护套 12M 电缆组件 | 231.8976 | https://www.l-com.cn/outdoor-rated-sm-odva-lcupc-odva-lcupc-osp-jacket-12m-cable-assembly-foa1ood8-012m
FOA1OOD8-010M | 室外 SM ODVA LCUPC 至 ODVA LCUPC，OSP 护套 10M 电缆组件 | 226.3536 | https://www.l-com.cn/outdoor-rated-sm-odva-lcupc-odva-lcupc-osp-jacket-10m-cable-assembly-foa1ood8-010m
FOA1OOD8-005M | 室外 SM ODVA LCUPC 至 ODVA LCUPC，OSP 护套 5M 电缆组件 | 212.0976 | https://www.l-com.cn/outdoor-rated-sm-odva-lcupc-odva-lcupc-osp-jacket-5m-cable-assembly-foa1ood8-005m
FOA1OOD8-002M | 室外 SM ODVA LCUPC 至 ODVA LCUPC，OSP 护套 2M 电缆组件 | 203.7024 | https://www.l-com.cn/outdoor-rated-sm-odva-lcupc-odva-lcupc-osp-jacket-2m-cable-assembly-foa1ood8-002m
FOA1OOD8-001M | 室外 SM ODVA LCUPC 至 ODVA LCUPC，OSP 护套 1M 电缆组件 | 200.8512 | https://www.l-com.cn/outdoor-rated-sm-odva-lcupc-odva-lcupc-osp-jacket-1m-cable-assembly-foa1ood8-001m
FOA1OJD8-012M | 室外 SM ODVA 转双工 LC/APC，OSP 护套 12M 电缆组件 | 163.7856 | https://www.l-com.cn/outdoor-rated-sm-odva-duplex-lc-apc-osp-jacket-12m-cable-assembly-foa1ojd8-012m
FOA1OJD8-010M | 室外 SM ODVA 转双工 LC/APC，OSP 护套 10M 电缆组件 | 158.0832 | https://www.l-com.cn/outdoor-rated-sm-odva-duplex-lc-apc-osp-jacket-10m-cable-assembly-foa1ojd8-010m
FOA1OJD8-005M | 室外 SM ODVA 转双工 LC/APC，OSP 护套 5M 电缆组件 | 143.9856 | https://www.l-com.cn/outdoor-rated-sm-odva-duplex-lc-apc-osp-jacket-5m-cable-assembly-foa1ojd8-005m
FOA1OJD8-002M | 室外 SM ODVA 转双工 LC/APC，OSP 护套 wM 电缆组件 | 135.432 | https://www.l-com.cn/outdoor-rated-sm-odva-duplex-lc-apc-osp-jacket-2m-cable-assembly-foa1ojd8-002m
FOA1OJD8-001M | 室外 SM ODVA 转双工 LC/APC，OSP 护套 1M 电缆组件 | 132.5808 | https://www.l-com.cn/outdoor-rated-sm-odva-duplex-lc-apc-osp-jacket-1m-cable-assembly-foa1ojd8-001m
FOA1ODD8-012M | 室外 SM ODVA 转双工 LC/UPC、OSP 护套 12M 电缆组件 | 161.2512 | https://www.l-com.cn/outdoor-rated-sm-odva-duplex-lc-upc-osp-jacket-12m-cable-assembly-foa1odd8-012m
FOA1ODD8-010M | 室外 SM ODVA 转双工 LC/UPC、OSP 护套 10M 电缆组件 | 155.5488 | https://www.l-com.cn/outdoor-rated-sm-odva-duplex-lc-upc-osp-jacket-10m-cable-assembly-foa1odd8-010m
FOA1ODD8-005M | 室外 SM ODVA 转双工 LC/UPC、OSP 护套 5M 电缆组件 | 217.1664 | https://www.l-com.cn/outdoor-rated-sm-odva-duplex-lc-upc-osp-jacket-5m-cable-assembly-foa1odd8-005m
FOA1ODD8-002M | 室外 SM ODVA 转双工 LC/UPC、OSP 护套2M 电缆组件 | 132.8976 | https://www.l-com.cn/outdoor-rated-sm-odva-duplex-lc-upc-osp-jacket-2m-cable-assembly-foa1odd8-002m
FOA1ODD8-001M | 室外 SM ODVA 转双工 LC/UPC、OSP 护套 1M 电缆组件 | 130.0464 | https://www.l-com.cn/Outdoor-rated-SM-ODVA-to-Duplex-LC/UPC-OSP-Jacket-1M-Cable-Assembly-FOA1ODD8-001M
FOA-011 | 光纤耦合器，ST/ST，青铜对齐套管，带法兰 | 5.88 | https://www.l-com.cn/fiber-optic-fiber-coupler-st-st-bronze-alignment-sleeve-flange
FCA-STST-DPM1Z-02 | 光纤跳线 ST到 ST双芯 62.5/125 多模 OM1， 低烟无卤，2米 | 12.01 | https://www.l-com.cn/fiber-optic-patch-cable-st-st-duplex-62.5-125-multimode-om1-lszh-2-meter-fca-stst-dpm1z-02
FCA-SSTUSTUS5 | 光纤跳线 ST/UPC 到 ST/UPC 单工 9/125 SMF G.652.D 3.0mm 黑色，(LSZH) 带内部螺旋铠装，5 米 | 24.4728 | https://www.l-com.cn/fiber-optic-patch-cable-st-upc-st-upc-duplex-9-125-smf-g.652.d-3.0mm-black-lszh-w-internal-spiral-armor-5-meter-fca-sstustus5
FCA-SSTUSTUS15 | 光纤跳线 ST/UPC 至 ST/UPC 单工 9/125 SMF G.652.D 3.0mm 黑色，(LSZH) 带内部螺旋铠装，15 米 | 41.8968 | https://www.l-com.cn/fiber-optic-patch-cable-st-upc-st-upc-duplex-9-125-smf-g.652.d-3.0mm-black-lszh-w-internal-spiral-armor-15-meter-fca-sstustus15
FCA-SSTUSTUD5 | 光纤跳线 ST/UPC 到 ST/UPC 双工 9/125 SMF G.652.D 4.8mm 黑色，(LSZH) 带内部螺旋铠装，5 米 | 48.2328 | https://www.l-com.cn/fiber-optic-patch-cable-st-upc-st-upc-duplex-9-125-smf-g.652.d-4.8mm-black-lszh-w-internal-spiral-armor-5-meter-fca-sstustud5
FCA-SSTUSTUD15 | 光纤跳线 ST/UPC 到 ST/UPC 双工 9/125 SMF G.652.D 4.8mm 黑色，(LSZH) 带内部螺旋铠装，15 米 | 81.972 | https://www.l-com.cn/fiber-optic-patch-cable-st-upc-st-upc-duplex-9-125-smf-g.652.d-4.8mm-black-lszh-w-internal-spiral-armor-15-meter-fca-sstustud15
FCA-SSCUSCUS5 | 光纤跳线 SC/UPC 到 SC/UPC 单工 9/125 SMF G.652.D 3.0mm 黑色，(LSZH) 带内部螺旋铠装，5 米 | 24.4728 | https://www.l-com.cn/fiber-optic-patch-cable-sc-upc-sc-upc-duplex-9-125-smf-g.652.d-3.0mm-black-lszh-w-internal-spiral-armor-5-meter-fca-sscuscus5
FCA-SSCUSCUS15 | 光纤跳线 SC/UPC 到 SC/UPC 单工 9/125 SMF G.652.D 3.0mm 黑色，(LSZH) 带内部螺旋铠装，15 米 | 41.8968 | https://www.l-com.cn/fiber-optic-patch-cable-sc-upc-sc-upc-duplex-9-125-smf-g.652.d-3.0mm-black-lszh-w-internal-spiral-armor-15-meter-fca-sscuscus15
FCA-SSCUSCUD5 | 光纤跳线 SC/UPC 到 SC/UPC 双工 9/125 SMF G.652.D 4.8mm 黑色，(LSZH) 带内部螺旋铠装，5 米 | 48.2328 | https://www.l-com.cn/fiber-optic-patch-cable-sc-upc-sc-upc-duplex-9-125-smf-g.652.d-4.8mm-black-lszh-w-internal-spiral-armor-5-meter-fca-sscuscud5
FCA-SSCUSCUD15 | 光纤跳线 SC/UPC 到 SC/UPC 双工 9/125 SMF G.652.D 4.8mm 黑色，(LSZH) 带内部螺旋铠装，15 米 | 81.972 | https://www.l-com.cn/fiber-optic-patch-cable-sc-upc-sc-upc-duplex-9-125-smf-g.652.d-4.8mm-black-lszh-w-internal-spiral-armor-15-meter-fca-sscuscud15
FCA-SSCAMTRJUD5 | 光纤跳线 SC/APC 到 MTRJ/UPC 双工 9/125 SMF G.652.D 4.8mm 黑色，(LSZH) 带内部螺旋铠装，5 米 | 63.9936 | https://www.l-com.cn/fiber-optic-patch-cable-sc-apc-mtrj-upc-duplex-9-125-smf-g.652.d-4.8mm-black-lszh-w-internal-spiral-armor-5-meter-fca-sscamtrjud5
FCA-SSCAMTRJUD15 | 光纤跳线 SC/APC 到 MTRJ/UPC 双工 9/125 SMF G.652.D 4.8mm 黑色，(LSZH) 带内部螺旋铠装，15 米 | 97.6536 | https://www.l-com.cn/fiber-optic-patch-cable-sc-apc-mtrj-upc-duplex-9-125-smf-g.652.d-4.8mm-black-lszh-w-internal-spiral-armor-15-meter-fca-sscamtrjud15
FCA-SMUUMUUS5 | 光纤跳线 MU/UPC 到 MU/UPC 单工 9/125 SMF G.652.D 3.0mm 黑色，(LSZH) 带内部螺旋铠装，5 米 | 31.9176 | https://www.l-com.cn/fiber-optic-patch-cable-mu-upc-mu-upc-duplex-9-125-smf-g.652.d-3.0mm-black-lszh-w-internal-spiral-armor-5-meter-fca-smuumuus5
FCA-SMUUMUUS15 | 光纤跳线 MU/UPC 到 MU/UPC 单工 9/125 SMF G.652.D 3.0mm 黑色，(LSZH) 带内部螺旋铠装，15 米 | 49.4208 | https://www.l-com.cn/fiber-optic-patch-cable-mu-upc-mu-upc-duplex-9-125-smf-g.652.d-3.0mm-black-lszh-w-internal-spiral-armor-15-meter-fca-smuumuus15
FCA-SMUUMUUD5 | 光纤跳线 MU/UPC 到 MU/UPC 双工 9/125 SMF G.652.D 4.8mm 黑色，(LSZH) 带内部螺旋铠装，5 米 | 63.2016 | https://www.l-com.cn/fiber-optic-patch-cable-mu-upc-mu-upc-duplex-9-125-smf-g.652.d-4.8mm-black-lszh-w-internal-spiral-armor-5-meter-fca-smuumuud5
FCA-SMUUMUUD15 | 光纤跳线 MU/UPC 到 MU/UPC 双工 9/125 SMF G.652.D 4.8mm 黑色，(LSZH) 带内部螺旋铠装，15 米 | 96.9408 | https://www.l-com.cn/fiber-optic-patch-cable-mu-upc-mu-upc-duplex-9-125-smf-g.652.d-4.8mm-black-lszh-w-internal-spiral-armor-15-meter-fca-smuumuud15
FCA-SLCULCUS5 | 光纤跳线 LC/UPC 到 LC/UPC 单工 9/125 SMF G.652.D 3.0mm 黑色，(LSZH) 带内部螺旋铠装，5 米 | 21.4357 | https://www.l-com.cn/fiber-optic-patch-cable-lc-upc-lc-upc-duplex-9-125-smf-g.652.d-3.0mm-black-lszh-w-internal-spiral-armor-5-meter-fca-slculcus5
FCA-SLCULCUS15 | 光纤跳线 LC/UPC 到 LC/UPC 单工 9/125 SMF G.652.D 3.0mm 黑色，(LSZH) 带内部螺旋铠装，15 米 | 41.8968 | https://www.l-com.cn/fiber-optic-patch-cable-lc-upc-lc-upc-duplex-9-125-smf-g.652.d-3.0mm-black-lszh-w-internal-spiral-armor-15-meter-fca-slculcus15
FCA-SLCULCUD5 | 光纤跳线 LC/UPC 到 LC/UPC 双工 9/125 SMF G.652.D 4.8mm 黑色，(LSZH) 带内部螺旋铠装，5 米 | 48.2328 | https://www.l-com.cn/fiber-optic-patch-cable-lc-upc-lc-upc-duplex-9-125-smf-g.652.d-4.8mm-black-lszh-w-internal-spiral-armor-5-meter-fca-slculcud5
FCA-SLCULCUD15 | 光纤跳线 LC/UPC 到 LC/UPC 双工 9/125 SMF G.652.D 4.8mm 黑色，(LSZH) 带内部螺旋铠装，15 米 | 81.972 | https://www.l-com.cn/fiber-optic-patch-cable-lc-upc-lc-upc-duplex-9-125-smf-g.652.d-4.8mm-black-lszh-w-internal-spiral-armor-15-meter-fca-slculcud15
FCA-SLCUE2KUS5 | 光纤跳线 LC/UPC 到 E2000/UPC 单工 9/125 SMF G.652.D 3.0mm 黑色，(LSZH) 带内部螺旋铠装，5 米 | 106.3656 | https://www.l-com.cn/fiber-optic-patch-cable-lc-upc-e2000-upc-duplex-9-125-smf-g.652.d-3.0mm-black-lszh-w-internal-spiral-armor-5-meter-fca-slcue2kus5
FCA-SLCUE2KUS15 | 光纤跳线 LC/UPC 至 E2000/UPC 单工 9/125 SMF G.652.D 3.0mm 黑色，(LSZH) 带内部螺旋铠装，15 米 | 123.8688 | https://www.l-com.cn/fiber-optic-patch-cable-lc-upc-e2000-upc-duplex-9-125-smf-g.652.d-3.0mm-black-lszh-w-internal-spiral-armor-15-meter-fca-slcue2kus15
FCA-SLCUE2KUD5 | 光纤跳线 LC/UPC 至 E2000/UPC 双工 9/125 SMF G.652.D 4.8mm 黑色，(LSZH) 带内部螺旋铠装，5 米 | 212.1768 | https://www.l-com.cn/fiber-optic-patch-cable-lc-upc-e2000-upc-duplex-9-125-smf-g.652.d-4.8mm-black-lszh-w-internal-spiral-armor-5-meter-fca-slcue2kud5
FCA-SLCUE2KUD15 | 光纤跳线 LC/UPC 到 E2000/UPC 双工 9/125 SMF G.652.D 4.8mm 黑色，(LSZH) 带内部螺旋铠装，15 米 | 245.8368 | https://www.l-com.cn/fiber-optic-patch-cable-lc-upc-e2000-upc-duplex-9-125-smf-g.652.d-4.8mm-black-lszh-w-internal-spiral-armor-15-meter-fca-slcue2kud15
FCA-SLCAMTRJUD5 | 光纤跳线 LC/APC 到 MTRJ/UPC 双工 9/125 SMF G.652.D 4.8mm LSZH 带内部螺旋铠装，5 米 | 63.9936 | https://www.l-com.cn/fiber-optic-patch-cable-lc-apc-mtrj-upc-duplex-9-125-smf-g.652.d-4.8mm-lszh-w-internal-spiral-armor-5-meter-fca-slcamtrjud5
FCA-SLCAMTRJUD15 | 光纤跳线 LC/APC 到 MTRJ/UPC 双工 9/125 SMF G.652.D 4.8mm LSZH 带内部螺旋铠装，15 米 | 97.6536 | https://www.l-com.cn/fiber-optic-patch-cable-lc-apc-mtrj-upc-duplex-9-125-smf-g.652.d-4.8mm-lszh-w-internal-spiral-armor-15-meter-fca-slcamtrjud15
FCA-SFCUFCUS5 | 光纤跳线 FC/UPC 到 FC/UPC 单工 9/125 SMF G.652.D 3.0mm 黑色，(LSZH) 带内部螺旋铠装，5 米 | 24.4728 | https://www.l-com.cn/fiber-optic-patch-cable-fc-upc-fc-upc-duplex-9-125-smf-g.652.d-3.0mm-black-lszh-w-internal-spiral-armor-5-meter-fca-sfcufcus5
FCA-SFCUFCUS15 | 光纤跳线 FC/UPC 到 FC/UPC 单工 9/125 SMF G.652.D 3.0mm 黑色，(LSZH) 带内部螺旋铠装，15 米 | 41.8968 | https://www.l-com.cn/fiber-optic-patch-cable-fc-upc-fc-upc-duplex-9-125-smf-g.652.d-3.0mm-black-lszh-w-internal-spiral-armor-15-meter-fca-sfcufcus15
FCA-SFCUFCUD5 | 光纤跳线 FC/UPC 到 FC/UPC 双工 9/125 SMF G.652.D 4.8mm 黑色，(LSZH) 带内部螺旋铠装，5 米 | 48.2328 | https://www.l-com.cn/fiber-optic-patch-cable-fc-upc-fc-upc-duplex-9-125-smf-g.652.d-4.8mm-black-lszh-w-internal-spiral-armor-5-meter-fca-sfcufcud5
FCA-SFCUFCUD15 | 光纤跳线 FC/UPC 到 FC/UPC 双工 9/125 SMF G.652.D 4.8mm 黑色，(LSZH) 带内部螺旋铠装，15 米 | 81.972 | https://www.l-com.cn/fiber-optic-patch-cable-fc-upc-fc-upc-duplex-9-125-smf-g.652.d-4.8mm-black-lszh-w-internal-spiral-armor-15-meter-fca-sfcufcud15
FCA-MMS224601P | 24芯OM3多模跳线，MPO公头至LC/UPC，彩色0.25mm PVC，带编号环，1米 | 259.96 | https://www.l-com.cn/patch-cord-multimode-om3-24-cores-mpo-male-lc-upc-0.25mm-pvc-colored-number-ring-1m-fca-mms224601p
FCA-MMS224591P | 24芯OM2多模跳线，MPO公头至LC/UPC，彩色0.9mm PVC，带编号环，1米 | 258 | https://www.l-com.cn/patch-cord-multimode-om2-24-cores-mpo-male-lc-upc-0.9mm-pvc-colored-number-ring-1m-fca-mms224591p
FCA-MMS224501P | 24芯OM2多模跳线，MPO公头至LC/UPC，彩色0.25mm PVC，带编号环，1米 | 258 | https://www.l-com.cn/patch-cord-multimode-om2-24-cores-mpo-male-lc-upc-0.25mm-pvc-colored-number-ring-1m-fca-mms224501p
FCA-MMS212601P | 12芯OM3多模跳线，MPO公头至LC/UPC，12色0.25mm PVC，1米 | 131.19 | https://www.l-com.cn/patch-cord-multimode-om3-12-cores-mpo-male-lc-upc-0.25mm-pvc-12-color-1m-fca-mms212601p
FCA-MMS212591P | 12芯OM2多模跳线，MPO公头至LC/UPC，12色0.9mm PVC，1米 | 129.98 | https://www.l-com.cn/patch-cord-multimode-om2-12-cores-mpo-male-lc-upc-0.9mm-pvc-12-color-1m-fca-mms212591p
FCA-MMS212501P | 12芯OM2多模跳线，MPO公头至LC/UPC，12色0.25mm PVC，1米 | 129.98 | https://www.l-com.cn/patch-cord-multimode-om2-12-cores-mpo-male-lc-upc-0.25mm-pvc-12-color-1m-fca-mms212501p
FCA-MMS208601P | 8芯OM3多模跳线，MPO公头至LC/UPC，8色0.25mm PVC，1米 | 104.78 | https://www.l-com.cn/patch-cord-multimode-om3-8-cores-mpo-male-lc-upc-0.25mm-pvc-8-color-1m-fca-mms208601p
FCA-MMS208591P | 8芯OM2多模跳线，MPO公头至LC/UPC，8色0.9mm PVC，1米 | 104.01 | https://www.l-com.cn/patch-cord-multimode-om2-8-cores-mpo-male-lc-upc-0.9mm-pvc-8-color-1m-fca-mms208591p
FCA-MMS208501P | 8芯OM2多模跳线，MPO公头至LC/UPC，8色0.25mm PVC，1米 | 104.01 | https://www.l-com.cn/patch-cord-multimode-om2-8-cores-mpo-male-lc-upc-0.25mm-pvc-8-color-1m-fca-mms208501p
FCA-MMS206601P | 6芯OM3多模跳线，MPO公头至LC/UPC，6色0.25mm PVC，1米 | 91.63 | https://www.l-com.cn/patch-cord-multimode-om3-6-cores-mpo-male-lc-upc-0.25mm-pvc-6-color-1m-fca-mms206601p
FCA-MMS206591P | 6芯OM2多模跳线，MPO公头至LC/UPC，6色0.9mm PVC，1米 | 90.99 | https://www.l-com.cn/patch-cord-multimode-om2-6-cores-mpo-male-lc-upc-0.9mm-pvc-6-color-1m-fca-mms206591p
FCA-MMS206501P | 6芯OM2多模跳线，MPO公头至LC/UPC，6色0.25mm PVC，1米 | 90.99 | https://www.l-com.cn/patch-cord-multimode-om2-6-cores-mpo-male-lc-upc-0.25mm-pvc-6-color-1m-fca-mms206501p
FCA-MMS124D91P | 24芯OS2单模跳线，MPO公头至SC/UPC，彩色0.9mm PVC，带编号环，1米 | 288.48 | https://www.l-com.cn/patch-cord-single-mode-os2-24-cores-mpo-male-sc-upc-0.9mm-pvc-color-number-ring-1m-fca-mms124d91p
FCA-MMS124D01P | 24芯OS2单模跳线，MPO公头至SC/UPC，彩色0.25mm PVC，带编号环，1米 | 288.48 | https://www.l-com.cn/patch-cord-single-mode-os2-24-cores-mpo-male-sc-upc-0.25mm-pvc-color-number-ring-1m-fca-mms124d01p
FCA-MMS124A91P | 24芯OS2单模跳线，MPO公头至LC/UPC，彩色0.9mm PVC，带编号环，1米 | 288.48 | https://www.l-com.cn/patch-cord-single-mode-os2-24-cores-mpo-male-lc-upc-0.9mm-pvc-color-number-ring-1m-fca-mms124a91p
FCA-MMS124A01P | 24芯OS2单模跳线，MPO公头至LC/UPC，彩色0.25mm PVC，带编号环，1米 | 288.48 | https://www.l-com.cn/patch-cord-single-mode-os2-24-cores-mpo-male-lc-upc-0.25mm-pvc-color-number-ring-1m-fca-mms124a01p
FCA-MMS112D91P | 12芯OS2单模跳线，MPO公头至SC/UPC，12色0.9mm PVC，1米 | 140.02 | https://www.l-com.cn/patch-cord-single-mode-os2-12-cores-mpo-male-sc-upc-0.9mm-pvc-12-color-1m-fca-mms112d91p
FCA-MMS112D01P | 12芯OS2单模跳线，MPO公头至SC/UPC，12色0.25mm PVC，1米 | 140.02 | https://www.l-com.cn/patch-cord-single-mode-os2-12-cores-mpo-male-sc-upc-0.25mm-pvc-12-color-1m-fca-mms112d01p
FCA-MMS112A91P | 12芯OS2单模跳线，MPO公头至LC/UPC，12色0.9mm PVC，1米 | 140.02 | https://www.l-com.cn/patch-cord-single-mode-os2-12-cores-mpo-male-lc-upc-0.9mm-pvc-12-color-1m-fca-mms112a91p
FCA-MMS112A01P | 12芯OS2单模跳线，MPO公头至LC/UPC，12色0.25mm PVC，1米 | 140.02 | https://www.l-com.cn/patch-cord-single-mode-os2-12-cores-mpo-male-lc-upc-0.25mm-pvc-12-color-1m-fca-mms112a01p
FCA-MMS108D91P | 8芯OS2单模跳线，MPO公头至SC/UPC，8色0.9mm PVC，1米 | 115.32 | https://www.l-com.cn/patch-cord-single-mode-os2-8-cores-mpo-male-sc-upc-0.9mm-pvc-8-color-1m-fca-mms108d91p
FCA-MMS108D01P | 8芯OS2单模跳线，MPO公头至SC/UPC，8色0.25mm PVC，1米 | 115.32 | https://www.l-com.cn/patch-cord-single-mode-os2-8-cores-mpo-male-sc-upc-0.25mm-pvc-8-color-1m-fca-mms108d01p
FCA-MMS108A91P | 8芯OS2单模跳线，MPO公头至LC/UPC，8色0.9mm PVC，1米 | 115.32 | https://www.l-com.cn/patch-cord-single-mode-os2-8-cores-mpo-male-lc-upc-0.9mm-pvc-8-color-1m-fca-mms108a91p
FCA-MMS108A01P | 8芯OS2单模跳线，MPO公头至LC/UPC，8色0.25mm PVC，1米 | 115.32 | https://www.l-com.cn/patch-cord-single-mode-os2-8-cores-mpo-male-lc-upc-0.25mm-pvc-8-color-1m-fca-mms108a01p
FCA-MMS106D91P | 6芯OS2单模跳线，MPO公头至SC/UPC，6色0.9mm PVC，1米 | 103 | https://www.l-com.cn/patch-cord-single-mode-os2-6-cores-mpo-male-sc-upc-0.9mm-pvc-6-color-1m-fca-mms106d91p
FCA-MMS106D01P | 6芯OS2单模跳线，MPO公头至SC/UPC，6色0.25mm PVC，1米 | 103 | https://www.l-com.cn/patch-cord-single-mode-os2-6-cores-mpo-male-sc-upc-0.25mm-pvc-6-color-1m-fca-mms106d01p
FCA-MMS106A91P | 6芯OS2单模跳线，MPO公头至LC/UPC，6色0.9mm PVC，1米 | 103 | https://www.l-com.cn/patch-cord-single-mode-os2-6-cores-mpo-male-lc-upc-0.9mm-pvc-6-color-1m-fca-mms106a91p
FCA-MMS106A01P | 6芯OS2单模跳线，MPO公头至LC/UPC，6色0.25mm PVC，1米 | 103 | https://www.l-com.cn/patch-cord-single-mode-os2-6-cores-mpo-male-lc-upc-0.25mm-pvc-6-color-1m-fca-mms106a01p
FCA-LCSC-DPS1P-01 | 光纤跳线LC到SC双芯9/125单模 OS1，OFNP阻燃等级，1米 | 10.9293 | https://www.l-com.cn/fiber-optic-patch-cable-lc-sc-duplex-9-125-single-mode-os1-ofnp-1-meter-fca-lcsc-dps1p-01
FCA-LCLC-DPS1P-05 | 光纤跳线LC到LC双芯9/125单模 OS1，OFNP阻燃等级5米 | 14.78 | https://www.l-com.cn/fiber-optic-patch-cable-lc-lc-duplex-9-125-single-mode-os1-ofnp-5-meter-fca-lclc-dps1p-05
FCA-FOK8091P | 8芯带状扇出光纤套件，带8色0.9mm直径1米长PVC空管 | 31.75 | https://www.l-com.cn/8-cores-fiber-ribbon-fan-out-kit-8-color-0.9mm-1m-pvc-empty-tube-fca-fok8091p
FCA-FOK6091P | 6芯带状扇出光纤套件，带6色0.9mm直径1米长PVC空管 | 28.58 | https://www.l-com.cn/6-cores-fiber-ribbon-fan-out-kit-6-color-0.9mm-1m-pvc-empty-tube-fca-fok6091p
FCA-FOK12091P | 12芯带状扇出光纤套件，带12色0.9mm直径1米长PVC空管 | 34.93 | https://www.l-com.cn/12-cores-fiber-ribbon-fan-out-kit-12-color-0.9mm-1m-pvc-empty-tube-fca-fok12091p
ECUSBAX-075M | 优良型USB延长线，A型公头/A型母头，0.75米 | 13.965 | https://www.l-com.cn/usb-deluxe-usb-cable-type-a-male-female-extension-cable-075m
ECUSBAX-03M | 优良型USB延长线，A型公头/A型母头，0.3米 | 6.8319 | https://www.l-com.cn/usb-deluxe-usb-cable-type-a-male-female-extension-cable-03m
ECF504-3DSAA-IVY | USB 3.0双层堆栈式适配耦合器，ECF法兰面板安装型，2个A型母头至2个A型母头，ABS外壳，象牙白 | 54.21 | https://www.l-com.cn/usb-3.0-double-stack-adapter-coupler-ecf-flange-panel-mount-style-two-a-type-female-jack-two-a-type-female-jack-abs-housing-ivory-ecf504-3dsaa-ivy
ECF504-3DSAA-075M | USB 3.0双层堆栈式耦合器线缆，ECF法兰面板安装型，2个A型母头至2个A型公头，镀铬屏蔽ABS外壳，0.75米 | 113.4707 | https://www.l-com.cn/usb-3.0-double-stack-adapter-cable-ecf-flange-panel-mount-2x-a-type-female-2x-a-type-male-abs-housing-0.75meter-ecf504-3dsaa-075m
ECF504-2DSAA-1M | USB 2.0双层堆栈式耦合器线缆，ECF法兰面板安装型，2个A型母头至2个A型公头，镀铬屏蔽ABS外壳，1米 | 71.79 | https://www.l-com.cn/usb-2.0-double-stack-adapter-cable-ecf-flange-panel-mount-2x-a-type-female-2x-a-type-male-chrome-plated-shielded-abs-housing-1meter-ecf504-2dsaa-1m
DSTCP-C-125MM | 防尘帽，用于1.25毫米光纤套管，100件/袋 | 80.1667 | https://www.l-com.cn/fiber-optic-dust-cap-125mm-fiber-ferrule-pkg-100
DP2458-NF | Indoor High Performance Diplexer for 2.4 GHz / 5 GHz Wireless LAN Systems | 383.3432 | https://www.l-com.cn/bandpass-filter-rf-splitter-indoor-high-performance-diplexer-for-24-ghz-5-ghz-wireless-lan-systems
DP20Z-MM-BLK-1M | DisplayPort数字音视频线缆组件，支持DisplayPort 2.0规定的16K与HDR，公头/公头，低烟无卤，黑，1米 | 35.64 | https://www.l-com.cn/displayport-digital-audio-video-cable-assembly-supporting-16k-hdr-as-specified-displayport-2.0-male-male-lszh-black-1m-dp20z-mm-blk-1m
DP20Z-MM-BLK-05M | DisplayPort数字音视频线缆组件，支持DisplayPort 2.0规定的16K与HDR，公头/公头，低烟无卤，黑，0.5米 | 28.5912 | https://www.l-com.cn/displayport-digital-audio-video-cable-assembly-supporting-16k-hdr-as-specified-displayport-2.0-male-male-lszh-black-0.5m-dp20z-mm-blk-05m
DP20Z-MFP-BLK-2M | DisplayPort数字线缆组件，支持DisplayPort 2.0规定的16K与HDR，公头/面板安装型母头，低烟无卤，黑，2米 | 53.064 | https://www.l-com.cn/displayport-digital-cable-assembly-supporting-16k-hdr-as-specified-displayport-2.0-male-panel-mount-female-lszh-black-2m-dp20z-mfp-blk-2m
DP20Z-MFP-BLK-1M | DisplayPort数字线缆组件，支持DisplayPort 2.0规定的16K与HDR，公头/面板安装型母头，低烟无卤，黑，1米 | 41.184 | https://www.l-com.cn/displayport-digital-cable-assembly-supporting-16k-hdr-as-specified-displayport-2.0-male-panel-mount-female-lszh-black-1m-dp20z-mfp-blk-1m
DP20Z-MFP-BLK-05M | DisplayPort数字线缆组件，支持DisplayPort 2.0规定的16K与HDR，公头/面板安装型母头，低烟无卤，黑，0.5米 | 35.64 | https://www.l-com.cn/displayport-digital-cable-assembly-supporting-16k-hdr-as-specified-displayport-2.0-male-panel-mount-female-lszh-black-0.5m-dp20z-mfp-blk-05m
DP20Z-MF-BLK-2M | DisplayPort数字音视频线缆组件，支持DisplayPort 2.0规定的16K与HDR，公头/母头，低烟无卤，黑，2米 | 51.48 | https://www.l-com.cn/displayport-digital-audio-video-cable-assembly-supporting-16k-hdr-as-specified-displayport-2.0-male-female-lszh-black-2m-dp20z-mf-blk-2m
DP20Z-MF-BLK-1M | DisplayPort数字音视频线缆组件，支持DisplayPort 2.0规定的16K与HDR，公头/母头，低烟无卤，黑，1米 | 38.808 | https://www.l-com.cn/displayport-digital-audio-video-cable-assembly-supporting-16k-hdr-as-specified-displayport-2.0-male-female-lszh-black-1m-dp20z-mf-blk-1m
DP20Z-MF-BLK-05M | DisplayPort数字音视频线缆组件，支持DisplayPort 2.0规定的16K与HDR，公头/母头，低烟无卤，黑，0.5米 | 32.0127 | https://www.l-com.cn/displayport-digital-audio-video-cable-assembly-supporting-16k-hdr-as-specified-displayport-2.0-male-female-lszh-black-0.5m-dp20z-mf-blk-05m
DP20P-MM-BLK-3M | DisplayPort数字音视频线缆组件，支持DisplayPort 2.0规定的16K与HDR，公头/公头，PVC护套，黑，3米 | 57.9744 | https://www.l-com.cn/displayport-digital-audio-video-cable-assembly-supporting-16k-hdr-as-specified-displayport-2.0-male-male-pvc-black-3m-dp20p-mm-blk-3m
DP20P-MFP-BLK-2M | DisplayPort数字线缆组件，支持DisplayPort 2.0规定的16K与HDR，公头/面板安装型母头，PVC护套，黑，2 | 46.728 | https://www.l-com.cn/displayport-digital-cable-assembly-supporting-16k-hdr-as-specified-displayport-2.0-male-panel-mount-female-pvc-black-2m-dp20p-mfp-blk-2m
DP20P-MF-BLK-2M | DisplayPort数字音视频线缆组件，支持DisplayPort 2.0规定的16K与HDR，公头/母头，PVC护套，黑，2米 | 43.9667 | https://www.l-com.cn/displayport-digital-audio-video-cable-assembly-supporting-16k-hdr-as-specified-displayport-2.0-male-female-pvc-black-2m-dp20p-mf-blk-2m
DP20P-MF-BLK-05M | DisplayPort数字音视频线缆组件，支持DisplayPort 2.0规定的16K与HDR，公头/母头，PVC护套，黑，0.5米 | 28.512 | https://www.l-com.cn/displayport-digital-audio-video-cable-assembly-supporting-16k-hdr-as-specified-displayport-2.0-male-female-pvc-black-1m-dp20p-mf-blk-05m
DGBH44F | 超薄公母头转接器，HD44母头/母头 | 49.4909 | https://www.l-com.cn/d-sub-slimline-gender-changer-hd44-female-female
CTLDVI-DL-MM-2M | 特优型DVI-D双链路带磁环线缆组件, 公头 / 公头 , 2.0米 | 114.309 | https://www.l-com.cn/audio-video-premium-dvi-d-dual-link-dvi-cable-male-male-w-ferrites-20m
CTL3VGAMF-5 | 特优型SVGA延长线缆，HD15公头/母头，灰色，5.0ft/1.5m | 81.09 | https://www.l-com.cn/audio-video-premium-svga-extension-cable-hd15-male-female-gray-50-ft
CSUZAA-03M | 低烟无卤 USB A-A型线缆，0.3m | 9.66 | https://www.l-com.cn/usb-lszh-usb-cable-type-a-a-03m
CSMUAZMICB-2M | 低烟无卤USB线缆，A型/5针Micro-B，2米 | 12.5978 | https://www.l-com.cn/usb-lszh-usb-cable-type-a-micro-b-5-position-2-meters
CSMUAB-PL-03M | 塑料铠装USB线缆，A型公头/B型公头，0.3米 | 59.04 | https://www.l-com.cn/usb-plastic-armored-usb-cable-type-a-male-type-b-male-03m
CSMNRA9-3MM-10 | 优良型模制D-Sub线缆，DB9公头/直角3型出线公头，10英尺（3米） | 23.8 | https://www.l-com.cn/d-sub-deluxe-molded-d-sub-cable-db9-male-right-angle-exit-3-male-100-ft
CSMNRA25-3MM-10 | 优良型模制D-Sub线缆，DB25公头/直角3型出线公头，10英尺（3米） | 44.14 | https://www.l-com.cn/d-sub-deluxe-molded-d-sub-cable-db25-male-right-angle-exit-3-male-100-ft
CSMN4525-2MM-5 | 优良型模制D-Sub线缆，DB25公头/45度右出线公头，5英尺（1.5米） | 65.2 | https://www.l-com.cn/d-sub-deluxe-molded-d-sub-cable-db25-male-45-degree-right-exit-male-50-ft
CSMN25MF-50 | 优良型模制D-Sub 线缆, DB25 公头 / DB25 母头,50.0 ft / 15.2 m | 140.5092 | https://www.l-com.cn/d-sub-deluxe-molded-d-sub-cable-db25-male-female-500-ft
CSMN25FF-15 | 优良型D-Sub模制线缆，DB25母头/母头，15.0ft/4.6m | 42.5267 | https://www.l-com.cn/d-sub-deluxe-molded-d-sub-cable-db25-female-female-150-ft
CSMN15FF-25 | 优良型D-Sub模制线缆，DB15母头/母头，25.0ft/7.6m | 39.2133 | https://www.l-com.cn/d-sub-deluxe-molded-d-sub-cable-db15-female-female-250-ft
CSM9MM-5 | 经济型模制D-Sub 线缆，DB9 公头 / DB9 公头,5.0 ft / 1.5 m | 11.12 | https://www.l-com.cn/d-sub-economy-molded-d-sub-cable-db9-male-male-50-ft
CS2H15MM-2.5 | 特优型特优型模制D-Sub 线缆, HD15 公头 / HD15 公头, 2.5 ft / 0.75 m | 30.836 | https://www.l-com.cn/d-sub-premium-molded-d-sub-cable-hd15-male-hd15-male-25-ft
CS2H15MF-2.5 | 特优型特优型模制D-Sub 线缆, HD15 公头 / HD15 母头, 2.5 ft / 0.75 m | 22.5669 | https://www.l-com.cn/d-sub-premium-molded-d-sub-cable-hd15-male-female-25-ft
CPMS25MF-25 | 大功率D-sub线缆，DB25公头/母头，25.0ft/7.6m | 437.805 | https://www.l-com.cn/d-sub-heavy-duty-d-sub-cable-db25-male-female-250-ft
CHD78MF-10 | 优良型模制D-Sub 线缆, HD78 公头 / HD78 母头, 10.0 ft/3.0 m | 134.708 | https://www.l-com.cn/d-sub-deluxe-molded-d-sub-cable-hd78-male-female-100-ft
CGHDMM-5 | 具有以太网功能的优良型高速HDMI®线缆，公头/公头，5.0m | 78.7219 | https://www.l-com.cn/audio-video-deluxe-high-speed-hdmi-cable-with-ethernet-male-male-50-m
CC59A-2.5 | RG59A 同轴线缆 , BNC 公头 / BNC 公头 , 2.5 ft / 0.75 m | 12.48 | https://www.l-com.cn/audio-video-rg59a-coaxial-cable-bnc-male-male-25-ft
CAUC-LT-WHT-3F | C型USB/Lightning兼容充电/数据线缆组件，公头（插头）/公头（插头），TPE护套，白，3英尺（0.9米） | 22.968 | https://www.l-com.cn/usb-c-type-lightning-compatible-charging-data-cable-assembly-male-plug-male-plug-tpe-jacket-white-3ft-cauc-lt-wht-3f
CAUC-LT-WHT-2F | C型USB/Lightning兼容充电/数据线缆组件，公头（插头）/公头（插头），TPE护套，白，2英尺（0.6米） | 20.592 | https://www.l-com.cn/usb-c-type-lightning-compatible-charging-data-cable-assembly-male-plug-male-plug-tpe-jacket-white-2ft-cauc-lt-wht-2f
CAUC-LT-WHT-1F | C型USB/Lightning兼容充电/数据线缆组件，公头（插头）/公头（插头），TPE护套，白，1英尺（0.3米） | 16.632 | https://www.l-com.cn/usb-c-type-lightning-compatible-charging-data-cable-assembly-male-plug-male-plug-tpe-jacket-white-1ft-cauc-lt-wht-1f
CAUBLKAA-05M | 特优型USB线缆，黑，A型/A型，0.5米 | 12.9253 | https://www.l-com.cn/usb-black-premium-usb-cable-type-a-a-cable-05m
CAU3HFA-90UMBV-2M | 高柔性拖链级USB3.0线缆组件，A型公头至直角上出线Micro-B型公头，带机器视觉锁紧螺丝， VW-1阻燃等级PVC护套，黑色，2米 | 152.39 | https://www.l-com.cn/usb-high-flex-drag-chain-cable-type-a-male-plug-right-angle-up-micro-type-b-male-plug-vision-thumbscrews-vw-1-pvc-black-2.0m-cau3hfa-90umbv-2m
CAU3HFA-90UMBV-205M | 高柔性拖链级USB3.0线缆组件，A型公头至直角上出线Micro-B型公头，带机器视觉锁紧螺丝， VW-1阻燃等级PVC护套，黑色，2.5米 | 141.35 | https://www.l-com.cn/usb-high-flex-drag-chain-cable-type-a-male-plug-right-angle-up-micro-type-b-male-plug-vision-thumbscrews-vw-1-pvc-black-2.5m-cau3hfa-90umbv-205m
CAU3HFA-90UMBV-1M | 高柔性拖链级USB3.0线缆组件，A型公头至直角上出线Micro-B型公头，带机器视觉锁紧螺丝， VW-1阻燃等级PVC护套，黑色，1米 | 96.38 | https://www.l-com.cn/usb-high-flex-drag-chain-cable-type-a-male-plug-right-angle-up-micro-type-b-male-plug-vision-thumbscrews-vw-1-pvc-black-1.0m-cau3hfa-90umbv-1m
CAU3HFA-90UMBV-105M | 高柔性拖链级USB3.0线缆组件，A型公头至直角上出线Micro-B型公头，带机器视觉锁紧螺丝， VW-1阻燃等级PVC护套，黑色，1.5米 | 111.37 | https://www.l-com.cn/usb-high-flex-drag-chain-cable-type-a-male-plug-right-angle-up-micro-type-b-male-plug-vision-thumbscrews-vw-1-pvc-black-1.5m-cau3hfa-90umbv-105m
CAU3HFA-90UMBV-05M | 高柔性拖链级USB3.0线缆组件，A型公头至直角上出线Micro-B型公头，带机器视觉锁紧螺丝， VW-1阻燃等级PVC护套，黑色，0.5米 | 81.4 | https://www.l-com.cn/usb-high-flex-drag-chain-cable-type-a-male-plug-right-angle-up-micro-type-b-male-plug-vision-thumbscrews-vw-1-pvc-black-0.5m-cau3hfa-90umbv-05m
CAU3HFA-90UMB-2M | 高柔性拖链级USB3.0线缆组件，A型公头至直角上出线Micro-B型公头，VW-1阻燃等级PVC护套，黑色，2米 | 121.01 | https://www.l-com.cn/usb-high-flex-drag-chain-cable-type-a-male-plug-right-angle-up-micro-type-b-male-plug-vw-1-pvc-black-2.0m-cau3hfa-90umb-2m
CAU3HFA-90UMB-205M | 高柔性拖链级USB3.0线缆组件，A型公头至直角上出线Micro-B型公头，VW-1阻燃等级PVC护套，黑色，2.5米 | 136 | https://www.l-com.cn/usb-high-flex-drag-chain-cable-type-a-male-plug-right-angle-up-micro-type-b-male-plug-vw-1-pvc-black-2.5m-cau3hfa-90umb-205m
CAU3HFA-90UMB-1M | 高柔性拖链级USB3.0线缆组件，A型公头至直角上出线Micro-B型公头，VW-1阻燃等级PVC护套，黑色，1米 | 91.03 | https://www.l-com.cn/usb-high-flex-drag-chain-cable-type-a-male-plug-right-angle-up-micro-type-b-male-plug-vw-1-pvc-black-1.0m-cau3hfa-90umb-1m
CAU3HFA-90UMB-105M | 高柔性拖链级USB3.0线缆组件，A型公头至直角上出线Micro-B型公头，VW-1阻燃等级PVC护套，黑色，1.5米 | 106.02 | https://www.l-com.cn/usb-high-flex-drag-chain-cable-type-a-male-plug-right-angle-up-micro-type-b-male-plug-vw-1-pvc-black-1.5m-cau3hfa-90umb-105m
CAU3HFA-90UMB-05M | 高柔性拖链级USB3.0线缆组件，A型公头至直角上出线Micro-B型公头，VW-1阻燃等级PVC护套，黑色，0.5米 | 76.04 | https://www.l-com.cn/usb-high-flex-drag-chain-cable-type-a-male-plug-right-angle-up-micro-type-b-male-plug-vw-1-pvc-black-0.5m-cau3hfa-90umb-05m
CAU3HFA-90UB-2M | 高柔性拖链级USB3.0线缆组件，A型公头至直角上出线B型公头，28/26/22AWG，UL20276, VW-1阻燃等级PVC护套，黑色，2米 | 119.15 | https://www.l-com.cn/high-flex-drag-chain-usb-3.0-assembly-type-a-male-plug-right-angle-up-exit-type-b-male-plug-28-26-22awg-20276-vw-1-pvc-black-2m-cau3hfa-90ub-2m
CAU3HFA-90UB-205M | 高柔性拖链级USB3.0线缆组件，A型公头至直角上出线B型公头，28/26/22AWG，UL20276, VW-1阻燃等级PVC护套，黑色，2.5米 | 134.14 | https://www.l-com.cn/high-flex-drag-chain-usb-3.0-assembly-type-a-male-plug-right-angle-up-exit-type-b-male-plug-28-26-22awg-20276-vw-1-pvc-black-2.5m-cau3hfa-90ub-205m
CAU3HFA-90UB-1M | 高柔性拖链级USB3.0线缆组件，A型公头至直角上出线B型公头，28/26/22AWG，UL20276, VW-1阻燃等级PVC护套，黑色，1米 | 89.17 | https://www.l-com.cn/high-flex-drag-chain-usb-3.0-assembly-type-a-male-plug-right-angle-up-exit-type-b-male-plug-28-26-22awg-20276-vw-1-pvc-black-1m-cau3hfa-90ub-1m
TRD815BL-25 | 特优型超 5 类 RJ45/RJ45 模制级以太网跳线蓝色25ft / 7.6m | 17.24 | https://www.l-com.cn/ethernet-premium-category-5e-patch-cable-rj45-rj45-blue-250-ft
CAU3HFA-90UB-105M | 高柔性拖链级USB3.0线缆组件，A型公头至直角上出线B型公头，28/26/22AWG，UL20276, VW-1阻燃等级PVC护套，黑色，1.5米 | 104.16 | https://www.l-com.cn/high-flex-drag-chain-usb-3.0-assembly-type-a-male-plug-right-angle-up-exit-type-b-male-plug-28-26-22awg-20276-vw-1-pvc-black-1.5m-cau3hfa-90ub-105m
CAU3HFA-90UB-05M | 高柔性拖链级USB3.0线缆组件，A型公头至直角上出线B型公头，28/26/22AWG，UL20276, VW-1阻燃等级PVC护套，黑色，0.5米 | 74.18 | https://www.l-com.cn/high-flex-drag-chain-usb-3.0-assembly-type-a-male-plug-right-angle-up-exit-type-b-male-plug-28-26-22awg-20276-vw-1-pvc-black-0.5m-cau3hfa-90ub-05m
CAU3HFA-90UA-2M | 高柔性拖链级USB3.0线缆组件，A型公头至直角上出线A型公头，28/26/22AWG，UL20276, VW-1阻燃等级PVC护套，黑色，2米 | 119.24 | https://www.l-com.cn/usb-3.0-high-flex-drag-chain-cable-assembly-type-a-male-plug-right-angle-up-type-b-male-plug-20276-vw-1-pvc-black-2.0m-cau3hfa-90ua-2m
CAU3HFA-90UA-205M | 高柔性拖链级USB3.0线缆组件，A型公头至直角上出线A型公头，28/26/22AWG，UL20276, VW-1阻燃等级PVC护套，黑色，2.5米 | 134.23 | https://www.l-com.cn/usb-3.0-high-flex-drag-chain-cable-assembly-type-a-male-plug-right-angle-up-type-b-male-plug-20276-vw-1-pvc-black-2.5m-cau3hfa-90ua-205m
CAU3HFA-90UA-1M | 高柔性拖链级USB3.0线缆组件，A型公头至直角上出线A型公头，28/26/22AWG，UL20276, VW-1阻燃等级PVC护套，黑色，1米 | 89.26 | https://www.l-com.cn/usb-3.0-high-flex-drag-chain-cable-assembly-type-a-male-plug-right-angle-up-type-b-male-plug-20276-vw-1-pvc-black-1.0m-cau3hfa-90ua-1m
CAU3HFA-90UA-105M | 高柔性拖链级USB3.0线缆组件，A型公头至直角上出线A型公头，28/26/22AWG，UL20276, VW-1阻燃等级PVC护套，黑色，1.5米 | 104.25 | https://www.l-com.cn/usb-3.0-high-flex-drag-chain-cable-assembly-type-a-male-plug-right-angle-up-type-b-male-plug-20276-vw-1-pvc-black-1.5m-cau3hfa-90ua-105m
CAU3HFA-90UA-05M | 高柔性拖链级USB3.0线缆组件，A型公头至直角上出线A型公头，28/26/22AWG，UL20276, VW-1阻燃等级PVC护套，黑色，0.5米 | 74.27 | https://www.l-com.cn/usb-3.0-high-flex-drag-chain-cable-assembly-type-a-male-plug-right-angle-up-type-b-male-plug-20276-vw-1-pvc-black-0.5m-cau3hfa-90ua-05m
CAU3HFA-90RMBV-205M | 高柔性拖链级USB3.0线缆组件，A型公头至直角右出线Micro-B型公头，带机器视觉锁紧螺丝， VW-1阻燃等级PVC护套，黑色，2.5米 | 143.33 | https://www.l-com.cn/usb-high-flex-drag-chain-cable-type-a-male-plug-right-angle-right-micro-type-b-male-plug-vision-thumbscrews-vw-1-pvc-black-2.5m-cau3hfa-90rmbv-205m
CAU3HFA-90RMBV-1M | 高柔性拖链级USB3.0线缆组件，A型公头至直角右出线Micro-B型公头，带机器视觉锁紧螺丝， VW-1阻燃等级PVC护套，黑色，1米 | 126.165 | https://www.l-com.cn/usb-high-flex-drag-chain-cable-type-a-male-plug-right-angle-right-micro-type-b-male-plug-vision-thumbscrews-vw-1-pvc-black-1.0m-cau3hfa-90rmbv-1m
CAU3HFA-90RMBV-05M | 高柔性拖链级USB3.0线缆组件，A型公头至直角右出线Micro-B型公头，带机器视觉锁紧螺丝， VW-1阻燃等级PVC护套，黑色，0.5米 | 83.38 | https://www.l-com.cn/usb-high-flex-drag-chain-cable-type-a-male-plug-right-angle-right-micro-type-b-male-plug-vision-thumbscrews-vw-1-pvc-black-0.5m-cau3hfa-90rmbv-05m
CAU3HFA-90RMB-2M | 高柔性拖链级USB3.0线缆组件，A型公头至直角右出线Micro-B型公头，VW-1阻燃等级PVC护套，黑色，2米 | 123 | https://www.l-com.cn/usb-high-flex-drag-chain-cable-type-a-male-plug-right-angle-right-micro-type-b-male-plug-vw-1-pvc-black-2.0m-cau3hfa-90rmb-2m
CAU3HFA-90RMB-205M | 高柔性拖链级USB3.0线缆组件，A型公头至直角右出线Micro-B型公头，VW-1阻燃等级PVC护套，黑色，2.5米 | 137.98 | https://www.l-com.cn/usb-high-flex-drag-chain-cable-type-a-male-plug-right-angle-right-micro-type-b-male-plug-vw-1-pvc-black-2.5m-cau3hfa-90rmb-205m
CAU3HFA-90RMB-1M | 高柔性拖链级USB3.0线缆组件，A型公头至直角右出线Micro-B型公头，VW-1阻燃等级PVC护套，黑色，1米 | 93.02 | https://www.l-com.cn/usb-high-flex-drag-chain-cable-type-a-male-plug-right-angle-right-micro-type-b-male-plug-vw-1-pvc-black-1.0m-cau3hfa-90rmb-1m
CAU3HFA-90RMB-105M | 高柔性拖链级USB3.0线缆组件，A型公头至直角右出线Micro-B型公头，VW-1阻燃等级PVC护套，黑色，1.5米 | 108.01 | https://www.l-com.cn/usb-high-flex-drag-chain-cable-type-a-male-plug-right-angle-right-micro-type-b-male-plug-vw-1-pvc-black-1.5m-cau3hfa-90rmb-105m
CAU3HFA-90RMB-05M | 高柔性拖链级USB3.0线缆组件，A型公头至直角右出线Micro-B型公头，VW-1阻燃等级PVC护套，黑色，0.5米 | 78.03 | https://www.l-com.cn/usb-high-flex-drag-chain-cable-type-a-male-plug-right-angle-right-micro-type-b-male-plug-vw-1-pvc-black-0.5m-cau3hfa-90rmb-05m
HG2458-11XP | 2.4/5GHz 9/11dBi交叉极化平板天线，N型母头连接器 | 142.1442 | https://www.l-com.cn/wireless-antenna-24-49-58-ghz-9-11-dbi-cross-polarized-flat-panel-antenna-n-female-connector
CAU3HFA-90RB-2M | 高柔性拖链级USB3.0线缆组件，A型公头至直角右出线B型公头，28/26/22AWG，UL20276, VW-1阻燃等级PVC护套，黑色，2米 | 121.13 | https://www.l-com.cn/high-flex-drag-chain-usb-3.0-assembly-type-a-male-plug-right-angle-right-exit-type-b-male-plug-28-26-22awg-20276-vw-1-pvc-black-2m-cau3hfa-90rb-2m
CAU3HFA-90RB-205M | 高柔性拖链级USB3.0线缆组件，A型公头至直角右出线B型公头，28/26/22AWG，UL20276, VW-1阻燃等级PVC护套，黑色，2.5米 | 136.12 | https://www.l-com.cn/high-flex-drag-chain-usb-3.0-assembly-type-a-male-plug-right-angle-right-exit-type-b-male-plug-28-26-22awg-20276-vw-1-pvc-black-2.5m-cau3hfa-90rb-205m
CAU3HFA-90RB-1M | 高柔性拖链级USB3.0线缆组件，A型公头至直角右出线B型公头，28/26/22AWG，UL20276, VW-1阻燃等级PVC护套，黑色，1米 | 91.16 | https://www.l-com.cn/high-flex-drag-chain-usb-3.0-assembly-type-a-male-plug-right-angle-right-exit-type-b-male-plug-28-26-22awg-20276-vw-1-pvc-black-1m-cau3hfa-90rb-1m
CAU3HFA-90RB-105M | 高柔性拖链级USB3.0线缆组件，A型公头至直角右出线B型公头，28/26/22AWG，UL20276, VW-1阻燃等级PVC护套，黑色，1.5米 | 137.995 | https://www.l-com.cn/high-flex-drag-chain-usb-3.0-assembly-type-a-male-plug-right-angle-right-exit-type-b-male-plug-28-26-22awg-20276-vw-1-pvc-black-1.5m-cau3hfa-90rb-105m
CAU3HFA-90RB-05M | 高柔性拖链级USB3.0线缆组件，A型公头至直角右出线B型公头，28/26/22AWG，UL20276, VW-1阻燃等级PVC护套，黑色，0.5米 | 99.021 | https://www.l-com.cn/high-flex-drag-chain-usb-3.0-assembly-type-a-male-plug-right-angle-right-exit-type-b-male-plug-28-26-22awg-20276-vw-1-pvc-black-0.5m-cau3hfa-90rb-05m
CAU3HFA-90RA-2M | 高柔性拖链级USB3.0线缆组件，A型公头至直角右出线A型公头，28/26/22AWG，UL20276, VW-1阻燃等级PVC护套，黑色，2米 | 121.22 | https://www.l-com.cn/usb-3.0-high-flex-drag-chain-cable-assembly-type-a-male-plug-right-angle-right-type-b-male-plug-20276-vw-1-pvc-black-2.0m-cau3hfa-90ra-2m
CAU3HFA-90RA-205M | 高柔性拖链级USB3.0线缆组件，A型公头至直角右出线A型公头，28/26/22AWG，UL20276, VW-1阻燃等级PVC护套，黑色，2.5米 | 136.21 | https://www.l-com.cn/usb-3.0-high-flex-drag-chain-cable-assembly-type-a-male-plug-right-angle-right-type-b-male-plug-20276-vw-1-pvc-black-2.5m-cau3hfa-90ra-205m
CAU3HFA-90RA-1M | 高柔性拖链级USB3.0线缆组件，A型公头至直角右出线A型公头，28/26/22AWG，UL20276, VW-1阻燃等级PVC护套，黑色，1米 | 91.25 | https://www.l-com.cn/usb-3.0-high-flex-drag-chain-cable-assembly-type-a-male-plug-right-angle-right-type-b-male-plug-20276-vw-1-pvc-black-1.0m-cau3hfa-90ra-1m
CAU3HFA-90RA-105M | 高柔性拖链级USB3.0线缆组件，A型公头至直角右出线A型公头，28/26/22AWG，UL20276, VW-1阻燃等级PVC护套，黑色，1.5米 | 106.24 | https://www.l-com.cn/usb-3.0-high-flex-drag-chain-cable-assembly-type-a-male-plug-right-angle-right-type-b-male-plug-20276-vw-1-pvc-black-1.5m-cau3hfa-90ra-105m
CAU3HFA-90RA-05M | 高柔性拖链级USB3.0线缆组件，A型公头至直角右出线A型公头，28/26/22AWG，UL20276, VW-1阻燃等级PVC护套，黑色，0.5米 | 76.26 | https://www.l-com.cn/usb-3.0-high-flex-drag-chain-cable-assembly-type-a-male-plug-right-angle-right-type-b-male-plug-20276-vw-1-pvc-black-0.5m-cau3hfa-90ra-05m
CAU3HFA-90LMBV-2M | 高柔性拖链级USB3.0线缆组件，A型公头至直角左出线Micro-B型公头，带机器视觉锁紧螺丝， VW-1阻燃等级PVC护套，黑色，2米 | 192.525 | https://www.l-com.cn/usb-high-flex-drag-chain-cable-type-a-male-plug-right-angle-left-micro-type-b-male-plug-vision-thumbscrews-vw-1-pvc-black-2.0m-cau3hfa-90lmbv-2m
CAU3HFA-90LMBV-205M | 高柔性拖链级USB3.0线缆组件，A型公头至直角左出线Micro-B型公头，带机器视觉锁紧螺丝， VW-1阻燃等级PVC护套，黑色，2.5米 | 143.33 | https://www.l-com.cn/usb-high-flex-drag-chain-cable-type-a-male-plug-right-angle-left-micro-type-b-male-plug-vision-thumbscrews-vw-1-pvc-black-2.5m-cau3hfa-90lmbv-205m
CAU3HFA-90LMBV-1M | 高柔性拖链级USB3.0线缆组件，A型公头至直角左出线Micro-B型公头，带机器视觉锁紧螺丝， VW-1阻燃等级PVC护套，黑色，1米 | 98.37 | https://www.l-com.cn/usb-high-flex-drag-chain-cable-type-a-male-plug-right-angle-left-micro-type-b-male-plug-vision-thumbscrews-vw-1-pvc-black-1.0m-cau3hfa-90lmbv-1m
CAU3HFA-90LMBV-105M | 高柔性拖链级USB3.0线缆组件，A型公头至直角左出线Micro-B型公头，带机器视觉锁紧螺丝， VW-1阻燃等级PVC护套，黑色，1.5米 | 113.36 | https://www.l-com.cn/usb-high-flex-drag-chain-cable-type-a-male-plug-right-angle-left-micro-type-b-male-plug-vision-thumbscrews-vw-1-pvc-black-1.5m-cau3hfa-90lmbv-105m
CAU3HFA-90LMBV-05M | 高柔性拖链级USB3.0线缆组件，A型公头至直角左出线Micro-B型公头，带机器视觉锁紧螺丝， VW-1阻燃等级PVC护套，黑色，0.5米 | 83.38 | https://www.l-com.cn/usb-high-flex-drag-chain-cable-type-a-male-plug-right-angle-left-micro-type-b-male-plug-vision-thumbscrews-vw-1-pvc-black-0.5m-cau3hfa-90lmbv-05m
CAU3HFA-90LMB-2M | 高柔性拖链级USB3.0线缆组件，A型公头至直角左出线Micro-B型公头，VW-1阻燃等级PVC护套，黑色，2米 | 123 | https://www.l-com.cn/usb-high-flex-drag-chain-cable-type-a-male-plug-right-angle-left-micro-type-b-male-plug-vw-1-pvc-black-2.0m-cau3hfa-90lmb-2m
CAU3HFA-90LMB-205M | 高柔性拖链级USB3.0线缆组件，A型公头至直角左出线Micro-B型公头，VW-1阻燃等级PVC护套，黑色，2.5米 | 137.98 | https://www.l-com.cn/usb-high-flex-drag-chain-cable-type-a-male-plug-right-angle-left-micro-type-b-male-plug-vw-1-pvc-black-2.5m-cau3hfa-90lmb-205m
CAU3HFA-90LMB-1M | 高柔性拖链级USB3.0线缆组件，A型公头至直角左出线Micro-B型公头，VW-1阻燃等级PVC护套，黑色，1米 | 93.02 | https://www.l-com.cn/usb-high-flex-drag-chain-cable-type-a-male-plug-right-angle-left-micro-type-b-male-plug-vw-1-pvc-black-1.0m-cau3hfa-90lmb-1m
CAU3HFA-90LMB-105M | 高柔性拖链级USB3.0线缆组件，A型公头至直角左出线Micro-B型公头，VW-1阻燃等级PVC护套，黑色，1.5米 | 108.01 | https://www.l-com.cn/usb-high-flex-drag-chain-cable-type-a-male-plug-right-angle-left-micro-type-b-male-plug-vw-1-pvc-black-1.5m-cau3hfa-90lmb-105m
CAU3HFA-90LMB-05M | 高柔性拖链级USB3.0线缆组件，A型公头至直角左出线Micro-B型公头，VW-1阻燃等级PVC护套，黑色，0.5米 | 78.03 | https://www.l-com.cn/usb-high-flex-drag-chain-cable-type-a-male-plug-right-angle-left-micro-type-b-male-plug-vw-1-pvc-black-0.5m-cau3hfa-90lmb-05m
CAU3HFA-90LB-2M | 高柔性拖链级USB3.0线缆组件，A型公头至直角左出线B型公头，28/26/22AWG，UL20276, VW-1阻燃等级PVC护套，黑色，2米 | 121.13 | https://www.l-com.cn/high-flex-drag-chain-usb-3.0-assembly-type-a-male-plug-right-angle-left-exit-type-b-male-plug-28-26-22awg-20276-vw-1-pvc-black-2m-cau3hfa-90lb-2m
CAU3HFA-90LB-205M | 高柔性拖链级USB3.0线缆组件，A型公头至直角左出线B型公头，28/26/22AWG，UL20276, VW-1阻燃等级PVC护套，黑色，2.5米 | 136.12 | https://www.l-com.cn/high-flex-drag-chain-usb-3.0-assembly-type-a-male-plug-right-angle-left-exit-type-b-male-plug-28-26-22awg-20276-vw-1-pvc-black-2.5m-cau3hfa-90lb-205m
CAU3HFA-90LB-1M | 高柔性拖链级USB3.0线缆组件，A型公头至直角左出线B型公头，28/26/22AWG，UL20276, VW-1阻燃等级PVC护套，黑色，1米 | 91.16 | https://www.l-com.cn/high-flex-drag-chain-usb-3.0-assembly-type-a-male-plug-right-angle-left-exit-type-b-male-plug-28-26-22awg-20276-vw-1-pvc-black-1m-cau3hfa-90lb-1m
CAU3HFA-90LB-105M | 高柔性拖链级USB3.0线缆组件，A型公头至直角左出线B型公头，28/26/22AWG，UL20276, VW-1阻燃等级PVC护套，黑色，1.5米 | 106.15 | https://www.l-com.cn/high-flex-drag-chain-usb-3.0-assembly-type-a-male-plug-right-angle-left-exit-type-b-male-plug-28-26-22awg-20276-vw-1-pvc-black-1.5m-cau3hfa-90lb-105m
CAU3HFA-90LB-05M | 高柔性拖链级USB3.0线缆组件，A型公头至直角左出线B型公头，28/26/22AWG，UL20276, VW-1阻燃等级PVC护套，黑色，0.5米 | 76.17 | https://www.l-com.cn/high-flex-drag-chain-usb-3.0-assembly-type-a-male-plug-right-angle-left-exit-type-b-male-plug-28-26-22awg-20276-vw-1-pvc-black-0.5m-cau3hfa-90lb-05m
CAU3HFA-90LA-2M | 高柔性拖链级USB3.0线缆组件，A型公头至直角左出线A型公头，28/26/22AWG，UL20276, VW-1阻燃等级PVC护套，黑色，2米 | 121.22 | https://www.l-com.cn/usb-3.0-high-flex-drag-chain-cable-assembly-type-a-male-plug-right-angle-left-type-b-male-plug-20276-vw-1-pvc-black-2.0m-cau3hfa-90la-2m
CAU3HFA-90LA-205M | 高柔性拖链级USB3.0线缆组件，A型公头至直角左出线A型公头，28/26/22AWG，UL20276, VW-1阻燃等级PVC护套，黑色，2.5米 | 136.21 | https://www.l-com.cn/usb-3.0-high-flex-drag-chain-cable-assembly-type-a-male-plug-right-angle-left-type-b-male-plug-20276-vw-1-pvc-black-2.5m-cau3hfa-90la-205m
CAU3HFA-90LA-1M | 高柔性拖链级USB3.0线缆组件，A型公头至直角左出线A型公头，28/26/22AWG，UL20276, VW-1阻燃等级PVC护套，黑色，1米 | 91.25 | https://www.l-com.cn/usb-3.0-high-flex-drag-chain-cable-assembly-type-a-male-plug-right-angle-left-type-b-male-plug-20276-vw-1-pvc-black-1.0m-cau3hfa-90la-1m
CAU3HFA-90LA-105M | 高柔性拖链级USB3.0线缆组件，A型公头至直角左出线A型公头，28/26/22AWG，UL20276, VW-1阻燃等级PVC护套，黑色，1.5米 | 106.24 | https://www.l-com.cn/usb-3.0-high-flex-drag-chain-cable-assembly-type-a-male-plug-right-angle-left-type-b-male-plug-20276-vw-1-pvc-black-1.5m-cau3hfa-90la-105m
CAU3HFA-90LA-05M | 高柔性拖链级USB3.0线缆组件，A型公头至直角左出线A型公头，28/26/22AWG，UL20276, VW-1阻燃等级PVC护套，黑色，0.5米 | 76.26 | https://www.l-com.cn/usb-3.0-high-flex-drag-chain-cable-assembly-type-a-male-plug-right-angle-left-type-b-male-plug-20276-vw-1-pvc-black-0.5m-cau3hfa-90la-05m
HG2409MGU-NM | 2.4 GHz 8.5 dBi全向天线，标配磁铁吸盘- 10英尺馈线N型公头连接器 | 259.6968 | https://www.l-com.cn/wireless-antenna-24-ghz-85-dbi-omni-antenna-w-magnetic-mount-10ft-n-male-connector
CAU3HFA-90DMBV-2M | 高柔性拖链级USB3.0线缆组件，A型公头至直角下出线Micro-B型公头，带机器视觉锁紧螺丝， VW-1阻燃等级PVC护套，黑色，2米 | 126.36 | https://www.l-com.cn/usb-high-flex-drag-chain-cable-type-a-male-plug-right-angle-down-micro-type-b-male-plug-vision-thumbscrews-vw-1-pvc-black-2.0m-cau3hfa-90dmbv-2m
CAU3HFA-90DMBV-205M | 高柔性拖链级USB3.0线缆组件，A型公头至直角下出线Micro-B型公头，带机器视觉锁紧螺丝， VW-1阻燃等级PVC护套，黑色，2.5米 | 141.35 | https://www.l-com.cn/usb-high-flex-drag-chain-cable-type-a-male-plug-right-angle-down-micro-type-b-male-plug-vision-thumbscrews-vw-1-pvc-black-2.5m-cau3hfa-90dmbv-205m
CAU3HFA-90DMBV-1M | 高柔性拖链级USB3.0线缆组件，A型公头至直角下出线Micro-B型公头，带机器视觉锁紧螺丝， VW-1阻燃等级PVC护套，黑色，1米 | 96.38 | https://www.l-com.cn/usb-high-flex-drag-chain-cable-type-a-male-plug-right-angle-down-micro-type-b-male-plug-vision-thumbscrews-vw-1-pvc-black-1.0m-cau3hfa-90dmbv-1m
CAU3HFA-90DMBV-105M | 高柔性拖链级USB3.0线缆组件，A型公头至直角下出线Micro-B型公头，带机器视觉锁紧螺丝， VW-1阻燃等级PVC护套，黑色，1.5米 | 111.37 | https://www.l-com.cn/usb-high-flex-drag-chain-cable-type-a-male-plug-right-angle-down-micro-type-b-male-plug-vision-thumbscrews-vw-1-pvc-black-1.5m-cau3hfa-90dmbv-105m
CAU3HFA-90DMBV-05M | 高柔性拖链级USB3.0线缆组件，A型公头至直角下出线Micro-B型公头，带机器视觉锁紧螺丝， VW-1阻燃等级PVC护套，黑色，0.5米 | 81.4 | https://www.l-com.cn/usb-high-flex-drag-chain-cable-type-a-male-plug-right-angle-down-micro-type-b-male-plug-vision-thumbscrews-vw-1-pvc-black-0.5m-cau3hfa-90dmbv-05m
CAU3HFA-90DMB-2M | 高柔性拖链级USB3.0线缆组件，A型公头至直角下出线Micro-B型公头，VW-1阻燃等级PVC护套，黑色，2米 | 121.01 | https://www.l-com.cn/usb-high-flex-drag-chain-cable-type-a-male-plug-right-angle-down-micro-type-b-male-plug-vw-1-pvc-black-2.0m-cau3hfa-90dmb-2m
CAU3HFA-90DMB-205M | 高柔性拖链级USB3.0线缆组件，A型公头至直角下出线Micro-B型公头，VW-1阻燃等级PVC护套，黑色，2.5米 | 136 | https://www.l-com.cn/usb-high-flex-drag-chain-cable-type-a-male-plug-right-angle-down-micro-type-b-male-plug-vw-1-pvc-black-2.5m-cau3hfa-90dmb-205m
CAU3HFA-90DMB-1M | 高柔性拖链级USB3.0线缆组件，A型公头至直角下出线Micro-B型公头，VW-1阻燃等级PVC护套，黑色，1米 | 91.03 | https://www.l-com.cn/usb-high-flex-drag-chain-cable-type-a-male-plug-right-angle-down-micro-type-b-male-plug-vw-1-pvc-black-1.0m-cau3hfa-90dmb-1m
CAU3HFA-90DMB-105M | 高柔性拖链级USB3.0线缆组件，A型公头至直角下出线Micro-B型公头，VW-1阻燃等级PVC护套，黑色，1.5米 | 106.02 | https://www.l-com.cn/usb-high-flex-drag-chain-cable-type-a-male-plug-right-angle-down-micro-type-b-male-plug-vw-1-pvc-black-1.5m-cau3hfa-90dmb-105m
CAU3HFA-90DMB-05M | 高柔性拖链级USB3.0线缆组件，A型公头至直角下出线Micro-B型公头，VW-1阻燃等级PVC护套，黑色，0.5米 | 76.04 | https://www.l-com.cn/usb-high-flex-drag-chain-cable-type-a-male-plug-right-angle-down-micro-type-b-male-plug-vw-1-pvc-black-0.5m-cau3hfa-90dmb-05m
CAU3HFA-90DB-2M | 高柔性拖链级USB3.0线缆组件，A型公头至直角下出线B型公头，28/26/22AWG，UL20276, VW-1阻燃等级PVC护套，黑色，2米 | 119.15 | https://www.l-com.cn/high-flex-drag-chain-usb-3.0-assembly-type-a-male-plug-right-angle-down-exit-type-b-male-plug-28-26-22awg-20276-vw-1-pvc-black-2m-cau3hfa-90db-2m
CAU3HFA-90DB-205M | 高柔性拖链级USB3.0线缆组件，A型公头至直角下出线B型公头，28/26/22AWG，UL20276, VW-1阻燃等级PVC护套，黑色，2.5米 | 174.382 | https://www.l-com.cn/high-flex-drag-chain-usb-3.0-assembly-type-a-male-plug-right-angle-down-exit-type-b-male-plug-28-26-22awg-20276-vw-1-pvc-black-2.5m-cau3hfa-90db-205m
CAU3HFA-90DB-1M | 高柔性拖链级USB3.0线缆组件，A型公头至直角下出线B型公头，28/26/22AWG，UL20276, VW-1阻燃等级PVC护套，黑色，1米 | 89.17 | https://www.l-com.cn/high-flex-drag-chain-usb-3.0-assembly-type-a-male-plug-right-angle-down-exit-type-b-male-plug-28-26-22awg-20276-vw-1-pvc-black-1m-cau3hfa-90db-1m
CAU3HFA-90DB-105M | 高柔性拖链级USB3.0线缆组件，A型公头至直角下出线B型公头，28/26/22AWG，UL20276, VW-1阻燃等级PVC护套，黑色，1.5米 | 104.16 | https://www.l-com.cn/high-flex-drag-chain-usb-3.0-assembly-type-a-male-plug-right-angle-down-exit-type-b-male-plug-28-26-22awg-20276-vw-1-pvc-black-1.5m-cau3hfa-90db-105m
CAU3HFA-90DB-05M | 高柔性拖链级USB3.0线缆组件，A型公头至直角下出线B型公头，28/26/22AWG，UL20276, VW-1阻燃等级PVC护套，黑色，0.5米 | 74.18 | https://www.l-com.cn/high-flex-drag-chain-usb-3.0-assembly-type-a-male-plug-right-angle-down-exit-type-b-male-plug-28-26-22awg-20276-vw-1-pvc-black-0.5m-cau3hfa-90db-05m
CAU3HFA-90DA-2M | 高柔性拖链级USB3.0线缆组件，A型公头至直角下出线A型公头，28/26/22AWG，UL20276, VW-1阻燃等级PVC护套，黑色，2米 | 119.24 | https://www.l-com.cn/usb-3.0-high-flex-drag-chain-cable-assembly-type-a-male-plug-right-angle-down-type-b-male-plug-20276-vw-1-pvc-black-2.0m-cau3hfa-90da-2m
CAU3HFA-90DA-205M | 高柔性拖链级USB3.0线缆组件，A型公头至直角下出线A型公头，28/26/22AWG，UL20276, VW-1阻燃等级PVC护套，黑色，2.5米 | 134.23 | https://www.l-com.cn/usb-3.0-high-flex-drag-chain-cable-assembly-type-a-male-plug-right-angle-down-type-b-male-plug-20276-vw-1-pvc-black-2.5m-cau3hfa-90da-205m
CAU3HFA-90DA-1M | 高柔性拖链级USB3.0线缆组件，A型公头至直角下出线A型公头，28/26/22AWG，UL20276, VW-1阻燃等级PVC护套，黑色，1米 | 89.26 | https://www.l-com.cn/usb-3.0-high-flex-drag-chain-cable-assembly-type-a-male-plug-right-angle-down-type-b-male-plug-20276-vw-1-pvc-black-1.0m-cau3hfa-90da-1m
CAU3HFA-90DA-105M | 高柔性拖链级USB3.0线缆组件，A型公头至直角下出线A型公头，28/26/22AWG，UL20276, VW-1阻燃等级PVC护套，黑色，1.5米 | 104.25 | https://www.l-com.cn/usb-3.0-high-flex-drag-chain-cable-assembly-type-a-male-plug-right-angle-down-type-b-male-plug-20276-vw-1-pvc-black-1.5m-cau3hfa-90da-105m
CAU3HFA-90DA-05M | 高柔性拖链级USB3.0线缆组件，A型公头至直角下出线A型公头，28/26/22AWG，UL20276, VW-1阻燃等级PVC护套，黑色，0.5米 | 74.27 | https://www.l-com.cn/usb-3.0-high-flex-drag-chain-cable-assembly-type-a-male-plug-right-angle-down-type-b-male-plug-20276-vw-1-pvc-black-0.5m-cau3hfa-90da-05m
CA-SMNMA002 | 195-系列引线, SMA 公头 / N 型公头 , 2.0 ft / 0.6 m | 13.61 | https://www.l-com.cn/coaxial-sma-male-to-n-male-pigtail-2-ft-195-series
CA-RSPNMB002 | 195-系列引线, 反极性SMA插头 / N型公头,2.0 ft / 0.6 m, 白色 | 14.7247 | https://www.l-com.cn/coaxial-rp-sma-plug-to-n-male-white-pigtail-2-ft-195-series
CAA-90LB-1M | 直角型USB线缆，直通A型公头/左出线B型公头，1米 | 9.6802 | https://www.l-com.cn/usb-right-angle-usb-cable-straight-a-male-left-angle-b-male-10m
CAA-90DMB5-2M | 直角型USB线缆，直通A型公头/下出线Mini-B5公头，2米 | 22.64 | https://www.l-com.cn/usb-angled-usb-cable-straight-a-male-down-angle-mini-b5-male-20m
CA90RA-B-2M | 直角型USB线缆，右出线A型公头/直通B型公头，2米 | 87.66 | https://www.l-com.cn/usb-right-angle-usb-cable-right-angle-a-male-straight-b-male-20m
BCC58C-1 | 测试线缆，BNC公头/双香蕉插头，1.0ft/0.3m | 177.4 | https://www.l-com.cn/coaxial-test-cable-bnc-male-dual-banana-10-ft
BC60 | 测试线缆，BNC母头，6.0in/15.2cm，配备香蕉插头 | 40.2815 | https://www.l-com.cn/coaxial-test-cable-bnc-female-6-leads-with-banana-plug
BAC16 | 板式安装插座连接器，SMA母头穿壁式 | 11.6424 | https://www.l-com.cn/coaxial-sma-female-bulkhead-crimp-solder-type-receptacle
AXA-NFNFB2 | N型母头 / N型母头1/4穿壁插销式适配器 | 19.8095 | https://www.l-com.cn/coaxial-coaxial-bullet-adapter-type-n-female-female-1-4-bulkhead
TFCLS6005-RED | 超6类F/UTP线缆，低烟无卤护套，4对26AWG多股导线，红，1000英尺（305米） | 3182.8302 | https://www.l-com.cn/ethernet-category-6a-f-utp-lszh-26-awg-4-pair-stranded-conductor-red-1kft
CASATA-05M | SATA线缆，直式/直式，0.5m | 7.9596 | https://www.l-com.cn/firewire-din-scsi-sata-sata-cable-straight-straight-05m
TOFDLC5-BLK | 超5类屏蔽户外级直埋线缆，低烟无卤护套，4对24AWG实心，黑，1000英尺（305米） | 1762.2198 | https://www.l-com.cn/ethernet-category-5e-f-utp-lszh-outdoor-direct-burial-24-awg-4-pair-solid-1000ft-black
CA-400UF-R1K | L-com CA-400UF超柔同轴散装线缆，1000英尺（305米）卷装 | 6435 | https://www.l-com.cn/coaxial-l-com-ca-400uf-ultra-flex-coax-cable-bulk-reel-1000-foot
WPUSBCN-B-2.0 | 现场安装连接器，防水，用于USB 2.0 B型 | 30.3727 | https://www.l-com.cn/usb-usb-type-b-waterproof-field-installable-connector
WPUSBAX-03M | USB Cable, Waterproof Panel Mount Type A Female - Standard Type A Male, 0.3m | 13.7 | https://www.l-com.cn/usb-usb-cable-waterproof-panel-mount-type-a-female-standard-type-a-male-03m
WPHDB15S-KIT | 防水型D-Sub后壳套件，HD15F | 27.0275 | https://www.l-com.cn/d-sub-waterproof-d-sub-backshell-kit-hd15f
USP234B | 通用钢制子面板，带2个DB25/HD44孔 | 12.0384 | https://www.l-com.cn/patch-panel-server-rack-universal-steel-sub-panel-with-two-db25-hd44-holes
USP230B | 通用钢制子面板，带2个DB15/HD26孔 | 11.8557 | https://www.l-com.cn/patch-panel-server-rack-universal-steel-sub-panel-with-two-db15-hd26-holes
USP229B | 通用子面板，带2个ECF型孔，黑色 | 11.1564 | https://www.l-com.cn/patch-panel-server-rack-universal-sub-panel-with-two-ecf-holes-black
UPMAB-05M | USB线缆，A型母头面板安装/B型公头，0.5m | 14.651 | https://www.l-com.cn/usb-usb-type-a-coupler-female-bulkhead-type-b-male-05m
U3A00102-03M | USB 3.0电缆组件，B型面板安装母插孔到B型90度直角公插头，30 / 24AWG，PVC，蓝色，0.3米 | 92.19 | https://www.l-com.cn/usb-30-cable-assembly-type-b-panel-mount-female-jack-to-type-b-90-degree-right-angle-male-plug-30-24awg-pvc-blue-03m
U3A00077-1M | USB 3.0直角电缆组件，90度上下C型公插头到A型直插头，32 / 26AWG，PVC，黑色，1米 | 68.78 | https://www.l-com.cn/usb-30-right-angle-cable-assembly-90-degree-up-down-type-c-male-plug-to-straight-type-a-male-plug-32-26awg-pvc-black-10m
TRD855XCR-3 | 超5类屏蔽交叉跳线，RJ45/RJ45，3英尺（0.9米） | 15.87 | https://www.l-com.cn/ethernet-shielded-cat-5e-cross-over-patch-cable-rj45-rj45-30-ft
U3A00059-105M | USB 3.0 Type A to A White Cable 1.5M | 26.433 | https://www.l-com.cn/usb-usb-30-type-a-to-a-white-cable-15m
TRD855XCR-1 | 超5类屏蔽交叉跳线，RJ45/RJ45，1英尺（0.3米） | 15.84 | https://www.l-com.cn/ethernet-shielded-cat-5e-cross-over-patch-cable-rj45-rj45-10-ft
TRD815GRY-50 | 特优型超 5 类 RJ45/RJ45 模制级以太网跳线黑色50ft / 15.2m | 121.3615 | https://www.l-com.cn/ethernet-premium-category-5e-patch-cable-rj45-rj45-gray-500-ft
TRD695SZRA3BLK-2 | 6类屏蔽低烟无卤直角型跳线，直角下出线/直角下出线，黑，2英尺（0.6米） | 40.86 | https://www.l-com.cn/ethernet-category-6-shielded-lszh-right-angle-patch-cable-right-angle-down-right-angle-down-black-20-ft
U3A00027-10I | 防水面板安装USB 3.0 IP67 B型插座，带10英寸导线，28 / 24AWG | 25.8864 | https://www.l-com.cn/waterproof-panel-mount-usb-30-ip67-type-b-female-jack-with-10-inch-wire-leads-28-24awg
U3A00008-05M | USB 3.0线缆，A型公头/A型公头，带磁环，0.5米 | 39.31 | https://www.l-com.cn/usb-usb-30-cable-a-a-male-w-ferrites-05m
U2A00003-05M | USB 2.0线缆，A型公头/Micro-B公头，带磁环，0.5米 | 12.08 | https://www.l-com.cn/usb-usb-20-cables-a-microb-male-w-ferrites-05m
CSM84CC-5M | IEEE-1284模制线缆, 半间距式36针 Centronics 公头 / 半间距式36针 Centronics 公头, 5.0 m | 220.3023 | https://www.l-com.cn/d-sub-ieee-1284-molded-cable-half-pitch-36m-half-pitch-36m-50m
CSMUAX-075M | 特优型USB延长线，A型公头/母头，0.75米 | 19.4047 | https://www.l-com.cn/usb-premium-usb-cable-type-a-male-female-extension-cable-075m
TRDU45SCR-50 | 5类屏蔽USOC-4跳线，RJ11水晶头/RJ11，50英尺（15.2米） | 28.08 | https://www.l-com.cn/ethernet-shielded-cat-5-usoc-4-patch-cable-rj11-rj11-500-ft
TRD855SCRRD-15 | 超5类屏蔽EIA568标准跳线，RJ45/RJ45，红，15英尺（4.6米） | 25.11 | https://www.l-com.cn/ethernet-shielded-cat-5e-eia568-patch-cable-rj45-rj45-red-150-ft
TRD855HFX-10 | 超5类屏蔽高柔性以太网线缆，RJ45/RJ45，10英尺（3米） | 167.7098 | https://www.l-com.cn/ethernet-cat5e-shielded-high-flex-ethernet-cable-rj45-rj45-100-ft
TRD855FLAT-40 | 超5类扁平跳线，RJ45/RJ45，黑，40英尺（12.2米） | 40.3 | https://www.l-com.cn/ethernet-category-5e-flat-patch-cable-rj45-rj45-black-400-ft
TRD855DSZ-10M | 双屏蔽26AWG多股超5类RJ45/RJ45跳线，10米 | 91.545 | https://www.l-com.cn/ethernet-double-shielded-26-awg-stranded-cat-5e-rj45-rj45-patch-cord-100-m
TRD815ZRA1BLK-2 | 超5类低烟无卤直角型跳线，直通/直角下出线，黑，2英尺（0.6米） | 17.147 | https://www.l-com.cn/ethernet-category-5e-lszh-right-angle-patch-cable-straight-right-angle-down-black-20-ft
TRD815SZRA2BLK-30 | 超5类屏蔽低烟无卤直角型跳线，直通/直角上出线，黑，30英尺（9.1米） | 61.79 | https://www.l-com.cn/ethernet-category-5e-shielded-lszh-right-angle-patch-cable-straight-right-angle-up-black-300-ft
TRD815SZRA1BLK-7 | 超5类屏蔽低烟无卤直角型跳线，直通/直角下出线，黑，7英尺（2.1米） | 42.31 | https://www.l-com.cn/ethernet-category-5e-shielded-lszh-right-angle-patch-cable-straight-right-angle-down-black-70-ft
TRD815SZRA1BLK-3 | 超5类屏蔽低烟无卤直角型跳线，直通/直角下出线，黑，3英尺（0.9米） | 19.28 | https://www.l-com.cn/ethernet-category-5e-shielded-lszh-right-angle-patch-cable-straight-right-angle-down-black-30-ft
TRD815SRA7BLK-20 | 超5类屏蔽直角型跳线，右出线/直通，黑，20英尺（6.1米） | 68.38 | https://www.l-com.cn/ethernet-category-5e-shielded-right-angle-patch-cable-right-angle-straight-black-200-ft
TRD815R-3 | 特优型超 5 类 RJ45/RJ45 模制级以太网跳线黑色3ft / 0.9m | 19.98 | https://www.l-com.cn/ethernet-premium-category-5e-patch-cable-rj45-rj45-red-30-ft
TRD815OR-5 | 特优型超 5 类 RJ45/RJ45 模制级以太网跳线黑色5ft / 1.5m | 16.92 | https://www.l-com.cn/ethernet-premium-category-5e-patch-cable-rj45-rj45-orange-50-ft
TRD815BLK-75 | 特优型超 5 类 RJ45/RJ45 模制级以太网跳线黑色75ft / 22.9m | 60.73 | https://www.l-com.cn/ethernet-premium-category-5e-patch-cable-rj45-rj45-black-750-ft
TRD815BL-50 | 特优型超5类跳线，RJ45/RJ45，蓝，50英尺（15.2米） | 45.81 | https://www.l-com.cn/ethernet-premium-category-5e-patch-cable-rj45-rj45-blue-500-ft
TRD795ZBLU-5M | 7类 10G级以太网线缆组件，各对双绞线单独屏蔽层（S/FTP）之外另设总的编织屏蔽层，RJ45公头/插头，26AWG多股导线，LSZH护套，蓝色，5米 | 39.78 | https://www.l-com.cn/category-7-10gig-ethernet-cable-assembly-s-ftp-braid-with-individually-shielded-pairs-rj45-male-plug-26awg-stranded-lszh-blue-50m
VHC00023 | Waterproof HDMI Coupler | 39.3624 | https://www.l-com.cn/audio-video-waterproof-hdmi-coupler
TRD695SRA1BLK-5 | 屏蔽6类直角型跳线，直通/直角下出线，黑，5英尺（1.5米） | 18.01 | https://www.l-com.cn/ethernet-shielded-category-6-right-angle-patch-cable-straight-right-angle-down-black-50-ft
TRD695SPL-40 | Shielded Cat 6 Cable, RJ45 / RJ45 Plenum Jacket, White 40.0 ft | 209.9592 | https://www.l-com.cn/ethernet-shielded-cat-6-cable-rj45-rj45-plenum-jacket-white-400-ft
UAD31AMCF | USB适配器，Type-C母头/A型公头 | 22.5 | https://www.l-com.cn/usb-usb-adapter-type-c-female-to-type-a-male
TRD695SCR-GR-150 | 屏蔽6类线缆，RJ45/RJ45，PVC护套，绿，150英尺（45.7米） | 153.51 | https://www.l-com.cn/ethernet-shielded-cat-6-cable-rj45-rj45-pvc-jacket-green-1500-ft
TRD815RA4BLK-20 | 超5类直角型跳线，直角上出线/直角下出线，黑，20英尺（6.1米） | 44.3 | https://www.l-com.cn/ethernet-category-5e-right-angle-patch-cable-right-angle-up-right-angle-down-black-200-ft
TRD695SCR-BLK-150 | 屏蔽6类线缆，RJ45/RJ45，PVC护套，黑，150英尺（45.7米） | 141.37 | https://www.l-com.cn/ethernet-shielded-cat-6-cable-rj45-rj45-pvc-jacket-black-1500-ft
TRD695RA7RD-5 | 6类直角型RJ45以太网跳线，直通/直角右出线，红，5英尺（1.5米） | 32.42 | https://www.l-com.cn/ethernet-category-6-right-angle-rj45-ethernet-patch-cords-straight-to-ra-right-red-50ft
TRD695DSZ-BLK-15 | 双屏蔽低烟无卤26AWG多股6类RJ45/RJ45跳线，黑，15英尺（4.6米） | 97.89 | https://www.l-com.cn/ethernet-double-shielded-lszh-26-awg-stranded-cat-6-rj45-rj45-patch-cord-black-150-ft
TRD695ASZBLU-10 | 低烟无卤屏蔽超6类线缆，RJ45/RJ45，26AWG多股，蓝，10英尺（3米） | 105.7 | https://www.l-com.cn/ethernet-lszh-shielded-category-6a-cable-rj45-rj45-26awg-stranded-blue-100ft
TRD695ARD-75 | Premium Cat6a Cable, RJ45 / RJ45, Red 75.0 ft | 407.62 | https://www.l-com.cn/ethernet-premium-cat6a-cable-rj45-rj45-red-750-ft
TRD695AHF-1 | 双屏蔽超6类户外/工业双等级高柔性以太网线缆，青，RJ45/RJ45，1英尺（0.3米） | 31.42 | https://www.l-com.cn/ethernet-cat6a-double-shielded-outdoor-industrial-high-flex-ethernet-cable-tpe-rj45-rj45-teal-10ft
U2A00008-120I | USB线缆，面板安装式A型母头/90度上出线A型公头，120英寸（304.8厘米） | 53.06 | https://www.l-com.cn/usb-usb-a-female-panel-mount-to-type-a-male-90-degree-up-120
TFDL8678 | 超5类散装线缆，SF/UTP铝箔+编织双屏蔽，4对，24AWG多股，户外级聚氨酯护套，黑，1000英尺（304.8米） | 5791.9752 | https://www.l-com.cn/category-5e-bulk-cable-sf-utp-foil-plus-braid-double-shielded-four-pair-24awg-stranded-outdoor-polyurethane-jacket-black-1000ft-tfdl8678
TFC2944 | 超6类F/UTP线缆，PVC护套，4对26AWG多股导线，红，1000英尺（305米） | 2113.0704 | https://www.l-com.cn/ethernet-category-6a-f-utp-pvc-26-awg-4-pair-stranded-conductor-red-1kft
TFC2106 | 超5类F/UTP线缆，PVC护套，4对26AWG多股，红，1000英尺（305米） | 766.727 | https://www.l-com.cn/ethernet-category-5e-f-utp-pvc-patch-26-awg-4-pair-stranded-red-1kft
TFC2002 | 超5类, F/UTP,PVC, 2对绞合,26AWG,1,000 ft/305m 线轴包装包装, ,浅灰色 | 4082.47 | https://www.l-com.cn/ethernet-category-5e-f-utp-pvc-patch-26-awg-2-pair-stranded-conductor-lt-gray-1kft
TDG1026A-8C | 面板安装耦合器，RJ45 (8x8) | 8.8704 | https://www.l-com.cn/ethernet-panel-mounted-coupler-rj45-8x8
TD8P8C | 水晶头，RJ45（8x8），100个/袋 | 54.0489 | https://www.l-com.cn/ethernet-modular-plug-rj45-8x8-pkg-100
TRD695SRA3BLK-2 | 屏蔽6类直角型跳线，直角下出线/直角下出线，黑，2英尺（0.6米） | 32.63 | https://www.l-com.cn/ethernet-shielded-category-6-right-angle-patch-cable-right-angle-down-right-angle-down-black-20-ft
TRD695SRA3BLK-1 | 屏蔽6类直角型跳线，直角下出线/直角下出线，黑，1英尺（0.3米） | 16.3631 | https://www.l-com.cn/ethernet-shielded-category-6-right-angle-patch-cable-right-angle-down-right-angle-down-black-10-ft
SD25P-TRAY | 焊杯式D-Sub连接器, DB25公头,盒装, 50只/盒 | 76 | https://www.l-com.cn/d-sub-db25-male-solder-connectors-tray-50
SD121-15 | 铰接式D-Sub护罩套件，DB15/HD26，黑色 | 3.7009 | https://www.l-com.cn/d-sub-hinged-d-sub-hood-kit-db15-hd26-black
RG6-1K | RG6/U同轴散装线缆，1,000ft/304.8m线轴包装 | 1146.6 | https://www.l-com.cn/audio-video-coaxial-bulk-rg6-cable-rg6-u-1000-foot-spool
RA096F | 模块化适配器，DB9 母头 / RJ12 (6x6) 插座 | 18.0947 | https://www.l-com.cn/ethernet-modular-adapter-db9-female-rj12-6x6-jack
PR35DS1516B | 3.5×19英寸（8.9×48.3厘米）空白配线架，带16个通用DB15/HD26/DVI/DisplayPort开口，黑 | 95.2956 | https://www.l-com.cn/patch-panel-server-rack-35-x-19-blank-panel-w-16-universal-db15-hd26-dvi-displayport-cutouts-black
PR35B32CMB | 3.50in/8.9cm面板，带32个BNC转接器，绝缘，带绑线器 | 482.2904 | https://www.l-com.cn/patch-panel-server-rack-350-panel-black-32-bnc-adapters-insulated-w-rear-cable-minder
PR175DLCB16B | 1.75×19英寸（4.4×48.3厘米）配线架，带16个LC多模耦合器 | 231.1709 | https://www.l-com.cn/patch-panel-server-rack-175-x-19-patch-panel-w-16-lc-multimode-couplers
PPA00006-06F | C14 to C19 Power Cord Server Cable length 6FT | 53.9692 | https://www.l-com.cn/power-products-c14-to-c19-power-cord-server-cable-length-6ft
TRD815RA8GR-2 | 超5类直角型跳线，直角左出线/直角右出线，绿，2英尺（0.6米） | 56.145 | https://www.l-com.cn/ethernet-category-5e-right-angle-patch-cable-ra-left-exit-ra-right-exit-green-20-ft
PMHDMF-4 | 具有以太网功能的高速HDMI 线缆，公头/面板安装母头，4.0m | 73.3656 | https://www.l-com.cn/audio-video-high-speed-hdmi-cable-with-ethernet-male-panel-mount-female-40-m
TRD695BLK-30 | 特优型6类线缆，RJ45/RJ45，黑，30英尺（9.1米） | 34.54 | https://www.l-com.cn/ethernet-premium-cat-6-cable-rj45-rj45-black-300-ft
TRD695ASZBLU-3 | 低烟无卤屏蔽超6类线缆，RJ45/RJ45，26AWG多股，蓝，3英尺（0.9米） | 78.385 | https://www.l-com.cn/ethernet-lszh-shielded-category-6a-cable-rj45-rj45-26awg-stranded-blue-30ft
TRD795BLK-05M | 7类 10G级以太网线缆组件，各对双绞线单独屏蔽层（S/FTP）之外另设总的编织屏蔽层，RJ45公头/插头，26AWG多股导线，PVC护套，黑色，0.5米 | 27.14 | https://www.l-com.cn/category-7-10gig-ethernet-cable-assembly-s-ftp-braid-with-individually-shielded-pairs-rj45-male-plug-26awg-stranded-pvc-black-05m
TRD695SZR-7 | 屏蔽6类线缆，RJ45/RJ45，低烟无卤外被，红，7英尺（2.1米） | 20.631 | https://www.l-com.cn/ethernet-shielded-cat-6-cable-rj45-rj45-lszh-red-jacket-70-ft
U3A00005-05M | USB 3.0 Latching Type A male to male 0.5M Cable Assembly | 46.23 | https://www.l-com.cn/usb-usb-30-latching-type-a-male-to-male-05m-cable-assembly
TRD695SZ-7 | 屏蔽6类线缆，RJ45/RJ45，低烟无卤外被，7英尺（2.1米） | 19.89 | https://www.l-com.cn/ethernet-shielded-cat-6-cable-rj45-rj45-lszh-jacket-70-ft
TRD628ALS-BLU-10 | Category 6a Slim Ethernet Patch Cable, Shielded, Dual Rated CM-LSZH, Blue, 10.0Ft | 36.17 | https://www.l-com.cn/ethernet-category-6a-slim-ethernet-patch-cable-shielded-dual-rated-cm-lszh-blue-100ft
TRD855SCR-7M | 超 5 类屏蔽型RJ45以太网跳线(26AWG,PVC), 灰色, 7米 | 40.335 | https://www.l-com.cn/ethernet-cat5e-rj45-ethernet-cable-shielded-26-awg-pvc-jacket-gray-70-m
TFC2947 | 超6类F/UTP线缆，PVC护套，4对26AWG多股导线，绿，1000英尺（305米） | 2404.6308 | https://www.l-com.cn/ethernet-category-6a-f-utp-pvc-26-awg-4-pair-stranded-conductor-green-1kft
TRD855DSZ-2M | 双屏蔽26AWG多股超5类RJ45/RJ45跳线，2米 | 43.695 | https://www.l-com.cn/ethernet-double-shielded-26-awg-stranded-cat-5e-rj45-rj45-patch-cord-20-m
TRD815DZ-SF-GRN-30CM | 超5类短式柔性以太网线缆组件，SF/UTP箔屏蔽层加编织屏蔽层的双屏蔽结构，RJ45公头/插头，26AWG多股导线，TPU护套，绿色，30厘米 | 23.34 | https://www.l-com.cn/category-5e-short-flex-ethernet-cable-assembly-double-shielded-sf-utp-foil-braid-rj45-male-plug-26awg-stranded-tpu-green-300cm
TRD695SZRA8RD-3 | 6类屏蔽低烟无卤直角型跳线，直角左出线/直角右出线，红，3英尺（0.9米） | 66.72 | https://www.l-com.cn/ethernet-category-6-shielded-lszh-right-angle-patch-cable-right-angle-left-right-angle-right-red-30-ft
PPA00011-08F | Universal CPU Power Cord - Nema 5-15P to C13 - 15 Amp - 8 FT - Black | 34.09 | https://www.l-com.cn/power-products-universal-cpu-power-cord-nema-5-15p-to-c13-15-amp-8-ft-black
TRD695RA2BLK-2 | 6类直角型RJ45以太网跳线，直通/直角上出线，黑，2英尺（0.6米） | 28.305 | https://www.l-com.cn/ethernet-category-6-right-angle-rj45-ethernet-patch-cords-straight-to-ra-up-black-20ft
TRD695DSZ-RED-7 | 双屏蔽低烟无卤26AWG多股6类RJ45/RJ45跳线，红，7英尺（2.1米） | 60.9563 | https://www.l-com.cn/ethernet-double-shielded-lszh-26-awg-stranded-cat-6-rj45-rj45-patch-cord-red-70-ft
TRD695DSZ-BLK-7 | 双屏蔽低烟无卤26AWG多股6类RJ45/RJ45跳线，黑，7英尺（2.1米） | 68.732 | https://www.l-com.cn/ethernet-double-shielded-lszh-26-awg-stranded-cat-6-rj45-rj45-patch-cord-black-70-ft
PDW5A-01129-19NN | 无源 DWDM、筒式 OADM、1 Ch 100 GHz、ITU Ch 29、1.0m 900um 紧包光纤引线 | 221.24 | https://www.l-com.cn/passive-dwdm-barrel-style-oadm-1-ch-100-ghz-itu-ch-29-1.0m-900um-buffer-fiber-leads-pdw5a-01129-19nn
PDW5A-01128-19NN | 无源 DWDM、筒式 OADM、1 Ch 100 GHz、ITU Ch 28、1.0m 900um 紧包光纤引线 | 221.24 | https://www.l-com.cn/passive-dwdm-barrel-style-oadm-1-ch-100-ghz-itu-ch-28-1.0m-900um-buffer-fiber-leads-pdw5a-01128-19nn
PDW5A-01127-19NN | 无源 DWDM、筒式 OADM、1 Ch 100 GHz、ITU Ch 27、1.0m 900um 紧包光纤引线 | 221.24 | https://www.l-com.cn/passive-dwdm-barrel-style-oadm-1-ch-100-ghz-itu-ch-27-1.0m-900um-buffer-fiber-leads-pdw5a-01127-19nn
PDW5A-01126-19NN | 无源 DWDM、筒式 OADM、1 Ch 100 GHz、ITU Ch 26、1.0m 900um 紧包光纤引线 | 221.24 | https://www.l-com.cn/passive-dwdm-barrel-style-oadm-1-ch-100-ghz-itu-ch-26-1.0m-900um-buffer-fiber-leads-pdw5a-01126-19nn
PDW5A-01125-19NN | 无源 DWDM、筒式 OADM、1 Ch 100 GHz、ITU Ch 25、1.0m 900um 紧包光纤引线 | 221.24 | https://www.l-com.cn/passive-dwdm-barrel-style-oadm-1-ch-100-ghz-itu-ch-25-1.0m-900um-buffer-fiber-leads-pdw5a-01125-19nn
PDW5A-01124-19NN | 无源 DWDM、筒式 OADM、1 Ch 100 GHz、ITU Ch 24、1.0m 900um 紧包光纤引线 | 221.24 | https://www.l-com.cn/passive-dwdm-barrel-style-oadm-1-ch-100-ghz-itu-ch-24-1.0m-900um-buffer-fiber-leads-pdw5a-01124-19nn
PDW5A-01123-19NN | 无源 DWDM、筒式 OADM、1 Ch 100 GHz、ITU Ch 23、1.0m 900um 紧包光纤引线 | 221.24 | https://www.l-com.cn/passive-dwdm-barrel-style-oadm-1-ch-100-ghz-itu-ch-23-1.0m-900um-buffer-fiber-leads-pdw5a-01123-19nn
PDW5A-01122-19NN | 无源 DWDM、筒式 OADM、1 Ch 100 GHz、ITU Ch 22、1.0m 900um 紧包光纤引线 | 221.24 | https://www.l-com.cn/passive-dwdm-barrel-style-oadm-1-ch-100-ghz-itu-ch-22-1.0m-900um-buffer-fiber-leads-pdw5a-01122-19nn
PDW5A-01121-19NN | 无源 DWDM、筒式 OADM、1 Ch 100 GHz、ITU Ch 21、1.0m 900um 紧包光纤引线 | 221.24 | https://www.l-com.cn/passive-dwdm-barrel-style-oadm-1-ch-100-ghz-itu-ch-21-1.0m-900um-buffer-fiber-leads-pdw5a-01121-19nn
PDW5A-01120-19NN | 无源 DWDM、筒式 OADM、1 Ch 100 GHz、ITU Ch 20、1.0m 900um 紧包光纤引线 | 221.24 | https://www.l-com.cn/passive-dwdm-barrel-style-oadm-1-ch-100-ghz-itu-ch-20-1.0m-900um-buffer-fiber-leads-pdw5a-01120-19nn
NB121005-KIT | 防风雨NEMA 4X外壳，12.0in/30.5cm x 10.0in/25.4cm x 5.0in/12.7cm，带备用铝制安装板 | 588.6216 | https://www.l-com.cn/nema-enclosures-12x10x5-inch-weatherproof-nema-4x-enclosure-with-blank-aluminum-mounting-plate
MK110C6-W | OCC 6类Keystone水晶头母座，110/RJ45，EIA568A/B，白 | 41.4279 | https://www.l-com.cn/ethernet-occ-category-6-keystone-jack-110-rj45-eia568a-b-white
M12RJ454D-2 | M12 4 针 D 编码公头 / RJ45 公头线缆组件, 2.0m | 63.0642 | https://www.l-com.cn/ethernet-m12-4-position-d-coded-male-rj45-male-cable-20m
LCAD30036 | RP-SMA型公头/母头同轴直角适配器 | 9.1709 | https://www.l-com.cn/Coaxial-Right-Angle-Adapter-RP-SMA-Male-Female
HGX-PMT06 | 60 度倾斜和旋转式天线杆安装套件 | 11.086 | https://www.l-com.cn/wireless-antenna-60-degree-tilt-and-swivel-mast-mounting-kit
HGV-708U | 698-960MHz/8dBi增益全向天线，N型母头连接器，聚碳酸酯天线罩 | 471.6825 | https://www.l-com.cn/698-960-mhz-8-dbi-gain-omnidirectional-antenna-type-n-female-connector-polycarbonate-radome-hgv-708u
HGV-706U | 698-960MHz/6dBi增益全向天线，N型母头连接器，聚碳酸酯天线罩 | 323.2743 | https://www.l-com.cn/698-960-mhz-6-dbi-gain-omnidirectional-antenna-type-n-female-connector-polycarbonate-radome-hgv-706u
HG905RD-SM | 900 MHz 5 dBi橡胶天线 – SMA公头连接器 | 40.81 | https://www.l-com.cn/wireless-antenna-900-mhz-5dbi-rubber-duck-antenna-sma-male-connector
HG905RD-1-RSP | 900 MHz 5 dBi胶棒天线RP-SMA插头连接器 | 23.5011 | https://www.l-com.cn/900-mhz-5-dbi-rubber-duck-antenna-rp-sma-plug-connector-hg905rd-1-rsp
HG708U-PRO | 698-960MHz/8dBi增益全向天线，N型母头连接器，玻璃纤维天线罩 | 708.85 | https://www.l-com.cn/698-960-mhz-8-dbi-gain-omnidirectional-pro-series-antenna-type-n-female-connector-fiberglass-radome-hg708u-pro
HG706U-PRO | 698-960/6dBi增益全向mimo PRO 天线，N型母头连接器，玻璃纤维天线罩 | 415.93 | https://www.l-com.cn/698-960-mhz-6-dbi-gain-omnidirectional-pro-series-antenna-type-n-female-connector-fiberglass-radome-hg706u-pro
HG63807U | 617-960/1710~3800MHz 6/7dBi增益全向mimo天线，N型母头连接器，聚碳酸酯天线罩 | 259.2925 | https://www.l-com.cn/617-960-mhz-1710-3800-mhz-6-7-dbi-gain-mimo-omnidirectional-antenna-type-n-female-connector-polycarbonate-radome-hg63807u
HG62706DPU | 617-960/1710~2700MHz 6dBi增益全向mimo天线，N型母头连接器，聚碳酸酯天线罩 | 323.01 | https://www.l-com.cn/617-960-mhz-1710-2700-mhz-6-6-dbi-gain-mimo-omnidirectional-antenna-type-n-female-connector-polycarbonate-radome-hg62706dpu
HG2408U-NM | 2.4 GHz 8 dBi全向天线 - 12英寸，N型公头连接器 | 131.648 | https://www.l-com.cn/wireless-antenna-24-ghz-8-dbi-omnidirectional-antenna-12in-n-male-connector
HG172710U-PRO | 1710~2700MHz 10dBi增益全向PRO系列天线，N型母头连接器，玻璃纤维天线罩 | 248.6725 | https://www.l-com.cn/1710-2700-mhz-10-dbi-gain-omnidirectional-pro-series-antenna-type-n-female-connector-fiberglass-radome-hg172710u-pro
HG172708U-PRO | 1710~2700MHz 8dBi增益全向PRO系列天线，N型母头连接器，玻璃纤维天线罩 | 238.0525 | https://www.l-com.cn/1710-2700-mhz-8-dbi-gain-omnidirectional-pro-series-antenna-type-n-female-connector-fiberglass-radome-hg172708u-pro
HG172706U-PRO | 1710~2700MHz 6dBi增益全向PRO系列天线，N型母头连接器，玻璃纤维天线罩 | 218.585 | https://www.l-com.cn/1710-2700-mhz-6-dbi-gain-omnidirectional-pro-series-antenna-type-n-female-connector-fiberglass-radome-hg172706u-pro
HDRA2-1 | 具有以太网功能的高速HDMI 线缆，公头/公头直角式向左出线，1.0m | 84.72 | https://www.l-com.cn/audio-video-high-speed-hdmi-cable-with-ethernet-male-right-angle-male-left-exit-10-m
FOL-AT-SCUSM-20D | 光纤回路，SC，单模，20dB衰减度 | 118.8 | https://www.l-com.cn/Fiber-Loopback-SC-Single-Mode-20dB-attenuation
FOL-AT-SCUSM-15D | 光纤回路，SC，单模，15dB衰减度 | 118.8 | https://www.l-com.cn/Fiber-Loopback-SC-Single-Mode-15dB-attenuation
FOL-AT-SCUSM-12D | 光纤回路，SC，单模，12dB衰减度 | 118.8 | https://www.l-com.cn/Fiber-Loopback-SC-Single-Mode-12dB-attenuation
FOL-AT-SCUSM-10D | 光纤回路，SC，单模，10dB衰减度 | 95.04 | https://www.l-com.cn/Fiber-Loopback-SC-Single-Mode-10dB-attenuation
FOL-AT-SCUSM-07D | 光纤回路，SC，单模，7dB衰减度 | 95.04 | https://www.l-com.cn/Fiber-Loopback-SC-Single-Mode-7dB-attenuation
FOL-AT-SCUSM-05D | 光纤回路，SC，单模，5dB衰减度 | 95.04 | https://www.l-com.cn/Fiber-Loopback-SC-Single-Mode-5dB-attenuation
FOL-AT-SCUSM-03D | 光纤回路，SC，单模，3dB衰减度 | 95.04 | https://www.l-com.cn/Fiber-Loopback-SC-Single-Mode-3dB-attenuation
FOL-AT-SCUSM-02D | 光纤回路，SC，单模，2dB衰减度 | 95.04 | https://www.l-com.cn/Fiber-Loopback-SC-Single-Mode-2dB-attenuation
FOL-AT-SCUSM-01D | 光纤回路，SC，单模，1dB衰减度 | 95.04 | https://www.l-com.cn/Fiber-Loopback-SC-Single-Mode-1dB-attenuation
FOL-AT-SCUMM-10D | 光纤回路，SC，多模，10dB衰减度 | 118.8 | https://www.l-com.cn/Fiber-Loopback-SC-Multimode-50/125-10dB-attenuation
FOL-AT-SCUMM-05D | 光纤回路，SC，多模，5dB衰减度 | 118.8 | https://www.l-com.cn/Fiber-Loopback-SC-Multimode-50/125-5dB-attenuation
FOL-AT-SCUMM-03D | 光纤回路，SC，多模，3dB衰减度 | 118.8 | https://www.l-com.cn/Fiber-Loopback-SC-Multimode-50/125-3dB-attenuation
FOL-AT-SCUMM-02D | 光纤回路，SC，多模，2dB衰减度 | 118.8 | https://www.l-com.cn/Fiber-Loopback-SC-Multimode-50/125-2dB-attenuation
FOL-AT-SCUMM-01D | 光纤回路，SC，多模，1dB衰减度 | 118.8 | https://www.l-com.cn/Fiber-Loopback-SC-Multimode-50/125-1dB-attenuation
FOL-AT-MPF12SM-10D | 光纤回路，MPO母头，单模，10dB衰减度 | 514.8 | https://www.l-com.cn/Fiber-Loopback-MPO-Female-Single-Mode-10dB-attenuation
FOL-AT-MPF12SM-07D | 光纤回路，MPO母头，单模，7dB衰减度 | 514.8 | https://www.l-com.cn/Fiber-Loopback-MPO-Female-Single-Mode-7dB-attenuation
FOL-AT-MPF12SM-05D | 光纤回路，MPO母头，单模，5dB衰减度 | 514.8 | https://www.l-com.cn/Fiber-Loopback-MPO-Female-Single-Mode-5dB-attenuation
FOL-AT-MPF12SM-04D | 光纤回路，MPO母头，单模，4dB衰减度 | 514.8 | https://www.l-com.cn/Fiber-Loopback-MPO-Female-Single-Mode-4dB-attenuation
FOL-AT-MPF12SM-03D | 光纤回路，MPO母头，单模，3dB衰减度 | 514.8 | https://www.l-com.cn/Fiber-Loopback-MPO-Female-Single-Mode-3dB-attenuation
FOL-AT-MPF12SM-02D | 光纤回路，MPO母头，单模，2dB衰减度 | 514.8 | https://www.l-com.cn/Fiber-Loopback-MPO-Female-Single-Mode-2dB-attenuation
FOL-AT-MPF12SM-01D | 光纤回路，MPO母头，单模，1dB衰减度 | 514.8 | https://www.l-com.cn/Fiber-Loopback-MPO-Female-Single-Mode-1dB-attenuation
FOL-AT-LCUSM-20D | 光纤回路，LC，单模，20dB衰减度 | 118.8 | https://www.l-com.cn/Fiber-Loopback-LC-Single-Mode-20dB-attenuation
FOL-AT-LCUSM-15D | 光纤回路，LC，单模，15dB衰减度 | 118.8 | https://www.l-com.cn/Fiber-Loopback-LC-Single-Mode-15dB-attenuation
FOL-AT-LCUSM-12D | 光纤回路，LC，单模，12dB衰减度 | 118.8 | https://www.l-com.cn/Fiber-Loopback-LC-Single-Mode-12dB-attenuation
FOL-AT-LCUSM-10D | 光纤回路，LC，单模，10dB衰减度 | 95.04 | https://www.l-com.cn/Fiber-Loopback-LC-Single-Mode-10dB-attenuation
FOL-AT-LCUSM-07D | 光纤回路，LC，单模，7dB衰减度 | 95.04 | https://www.l-com.cn/Fiber-Loopback-LC-Single-Mode-7dB-attenuation
FOL-AT-LCUSM-05D | 光纤回路，LC，单模，5dB衰减度 | 95.04 | https://www.l-com.cn/Fiber-Loopback-LC-Single-Mode-5dB-attenuation
FOL-AT-LCUSM-03D | 光纤回路，LC，单模，3dB衰减度 | 95.04 | https://www.l-com.cn/Fiber-Loopback-LC-Single-Mode-3dB-attenuation
FOL-AT-LCUSM-02D | 光纤回路，LC，单模，2dB衰减度 | 95.04 | https://www.l-com.cn/Fiber-Loopback-LC-Single-Mode-2dB-attenuation
FOL-AT-LCUSM-01D | 光纤回路，LC，单模，1dB衰减度 | 95.04 | https://www.l-com.cn/Fiber-Loopback-LC-Single-Mode-1dB-attenuation
FOL-AT-LCUMM-10D | 光纤回路，LC，多模，10dB衰减度 | 118.8 | https://www.l-com.cn/Fiber-Loopback-LC-Multimode-50/125-10dB-attenuation
FOL-AT-LCUMM-05D | 光纤回路，LC，多模，5dB衰减度 | 118.8 | https://www.l-com.cn/Fiber-Loopback-LC-Multimode-50/125-5dB-attenuation
FOL-AT-LCUMM-03D | 光纤回路，LC，多模，3dB衰减度 | 118.8 | https://www.l-com.cn/Fiber-Loopback-LC-Multimode-50/125-3dB-attenuation
FOL-AT-LCUMM-02D | 光纤回路，LC，多模，2dB衰减度 | 118.8 | https://www.l-com.cn/Fiber-Loopback-LC-Multimode-50/125-2dB-attenuation
FOL-AT-LCUMM-01D | 光纤回路，LC，多模，1dB衰减度 | 118.8 | https://www.l-com.cn/Fiber-Loopback-LC-Multimode-50/125-1dB-attenuation
FODLC-CL-10 | OM1 62.5/125,多模夹装双芯光纤跳线, 双 LC /双 LC, 配备 OFNR 护套, 10.0m | 61.9188 | https://www.l-com.cn/fiber-optic-om1-625-125-clipped-fiber-cable-dual-lc-dual-lc-100m
FODLC50-CL-10 | OM2 50/125,多模夹装双芯光纤跳线, 双 LC /双 LC, 配备 OFNR 护套, 10.0m | 60.416 | https://www.l-com.cn/fiber-optic-om2-50-125-clipped-fiber-optic-cable-dual-lc-dual-lc-100m
FOC-STSM-V-S30 | ST单模单工连接器 3.0mm | 4.1981 | https://www.l-com.cn/st-sm-economy-simplex-connector-3.0mm-cable-foc-stsm-v-s30
FOC-STSM-V-S16 | ST单模单工连接器 1.6mm | 4.1981 | https://www.l-com.cn/st-sm-economy-simplex-connector-1.6mm-cable-foc-stsm-v-s16
FOC-STMM-V-S30 | ST多模单工连接器 3.0mm | 3.8752 | https://www.l-com.cn/st-mm-economy-simplex-connector-3.0mm-cable-foc-stmm-v-s30
FOC-STMM-V-S16M | ST多模单工连接器 1.6mm | 3.8751 | https://www.l-com.cn/st-mm-economy-simplex-connector-1.6mm-cable-foc-stmm-v-s16m
FOC-STMM-V-S09 | ST多模单工连接器 900um | 3.8752 | https://www.l-com.cn/st-mm-economy-simplex-connector-900um-cable-foc-stmm-v-s09
FOC-SCSM-V-S30FB | SC 单模单工连接器 3.0mm 弹性尾套 | 4.3273 | https://www.l-com.cn/sc-sm-economy-simplex-connector-3.0mm-cable-flex-boot-foc-scsm-v-s30fb
FOC-SCSM-V-S30 | SC 单模单工连接器 3.0mm | 2.3251 | https://www.l-com.cn/sc-sm-economy-simplex-connector-3.0mm-cable-foc-scsm-v-s30
FOC-SCSM-V-S16 | SC 单模单工连接器 1.6mm | 2.3251 | https://www.l-com.cn/sc-sm-economy-simplex-connector-1.6mm-cable-foc-scsm-v-s16
FOC-SCMM-V-S30FB | SC 多模单工连接器 3.0mm 弹性尾套 | 4.1981 | https://www.l-com.cn/sc-mm-economy-simplex-connector-3.0mm-cable-flex-boot-foc-scmm-v-s30fb
FOC-SCMM-V-S30 | SC 多模单工连接器 3.0mm | 2.0668 | https://www.l-com.cn/sc-mm-economy-simplex-connector-3.0mm-cable-foc-scmm-v-s30
FOC-SCMM-V-S16 | SC 多模单工连接器 1.6mm | 2.0668 | https://www.l-com.cn/sc-mm-economy-simplex-connector-1.6mm-cable-foc-scmm-v-s16
FOC-SCASM-V-S30 | SC/APC 单模单工连接器 3.0mm | 2.4543 | https://www.l-com.cn/sc-apc-sm-economy-simplex-connector-3.0mm-cable-foc-scasm-v-s30
FOC-SCASM-V-S09 | SC/APC 单模单工连接器 900um | 2.3897 | https://www.l-com.cn/sc-apc-sm-economy-simplex-connector-900um-cable-foc-scasm-v-s09
FOCOVLSLG-1.0X2.2 | Versatile Link灰色单联自锁式连接器，用于1.0mm×2.2mm塑料光纤（POF） | 21.2886 | https://www.l-com.cn/Versatile-Link-Gray-Simplex-Latching-Style-Connector-For-use-with-1.0-x-2.2mm-POF
FOCOVLSLCB-1.0X2.2 | Versatile Link，单联，自锁式，掀盖式，1.0mm×2.2mm，黑色 | 23.7736 | https://www.l-com.cn/Versatile-Link-Simplex-Latching-Clamshell-1.0-x-2.2mm-Black
FOCOVLSLBL-1.0X2.2 | Versatile Link蓝色单联自锁式连接器，用于1.0mm×2.2mm塑料光纤（POF） | 21.2888 | https://www.l-com.cn/Versatile-Link-Blue-Simplex-Latching-Style-Connector-For-use-with-1.0-x-2.2mm-POF
FOCOVLSFG-1.0X2.2 | Versatile Link灰色单联摩擦式连接器，用于1.0mm×2.2mm塑料光纤（POF） | 21.6843 | https://www.l-com.cn/Versatile-Link-Gray-Simplex-Friction-Style-Connector-For-use-with-1.0-x-2.2mm-POF
FOCOVLSFBLC-1.0X2.2 | Versatile Link蓝色单联自锁式连接器，掀盖式连接器外壳设计，用于1.0mm×2.2mm塑料光纤（POF） | 21.289 | https://www.l-com.cn/Versatile-Link-Blue-Simplex-Latching-Style-Connector-with-Clamshell-Connector-Housing-Design-For-use-with-1.0-x-2.2mm-POF
FOCOVLSFBA-1.0X2.2 | Versatile Link黑色单联摩擦式连接器，掀盖式连接器外壳设计，用于1.0mm×2.2mm塑料光纤（POF） | 21.289 | https://www.l-com.cn/Versatile-Link-Black Simplex-Friction-Style-Connector-with-Clamshell-Connector-Housing-Design-For-use-with-1.0-x-2.2mm-POF
FOCOVLSFB-1.0X2.2 | Versatile Link蓝色单联摩擦式连接器，用于1.0mm×2.2mm塑料光纤（POF） | 21.6849 | https://www.l-com.cn/Versatile-Link-Blue-Simplex-Friction-Style-Connector-For-use-with-1.0-x-2.2mm-POF
FOCOVLDLG-1.0X2.2 | Versatile Link灰色双联自锁式连接器，用于1.0mm×2.2mm塑料光纤（POF） | 24.14 | https://www.l-com.cn/Versatile-Link-Gray-DUPLEX-Latching-Style-Connector-For-use-with-1.0-x-2.2mm-POF
FOCOVLDFOW-1.0X2.2 | Versatile Link米色双联摩擦式连接器，用于1.0mm×2.2mm塑料光纤（POF） | 24.1401 | https://www.l-com.cn/Versatile-Link-Off-White-Duplex-Friction-Style-Connector-For-use-with-1.0-x-2.2mm-POF
FOCOVLDFB-1.0X2.2 | Versatile Link黑色双联摩擦式连接器，用于1.0mm×2.2mm塑料光纤（POF） | 25.9617 | https://www.l-com.cn/Versatile-Link-Black-Duplex-Friction-Style-Connector-For-use-with-1.0-x-2.2mm-POF
FOCOSMASS-2.0X3.0 | 连接器，SMA 905，不锈钢套管，2.0mm×3.0mm | 67.8483 | https://www.l-com.cn/Connector-SMA-905-Stainless-Steel-Ferrule-2.0-3.0mm
FOCOSMASS-1.0X2.2 | 连接器，SMA 905，不锈钢套管，1.0mm×2.2mm | 31.9588 | https://www.l-com.cn/Connector-SMA-905-Stainless-Steel-Ferrule-1.0-2.2mm
FOCOSMASS-0.5X2.2 | 连接器，SMA 905，不锈钢套管，0.5mm×2.2mm | 71.049 | https://www.l-com.cn/Connector-SMA-905-Stainless-Steel-Ferrule-0.50-2.2mm
FOCOSMASS-0.5X1.0 | 连接器，SMA 905，不锈钢套管，0.5mm×1.0mm | 81.3264 | https://www.l-com.cn/Connector-SMA-905-Stainless-Steel-Ferrule-0.5-x-1.0mm
FOCOSMAAL-2.0X3.0 | 连接器，SMA 905，铝制套管，2.0mm×3.0mm | 71.3496 | https://www.l-com.cn/connector-sma-905-aluminum-ferrule-2.0-x-3.0mm-focosmaal-2.0x3.0
FOCOSMAAL-1.5X2.2 | 连接器，SMA 905，铝制套管，1.5mm×2.2mm | 49.008 | https://www.l-com.cn/Connector-SMA 905-Aluminum-Ferrule-1.5-2.2mm
FOCOSMAAL-1.0X2.2 | 连接器，SMA 905，铝制套管，1.0mm×2.2mm | 68.174 | https://www.l-com.cn/Connector-SMA-905-Aluminum-Ferrule-1.0-x-2.2mm
FOC-LCUSM-V-S30FB | LC 一体成型单模单工连接器 3.0mm 弹性尾套 | 3.8106 | https://www.l-com.cn/lc-unibody-sm-economy-simplex-connector-3.0mm-cable-flex-boot-foc-lcusm-v-s30fb
FOC-LCSM-V-S30Z | LC 单模单工连接器 3.0mm | 2.4543 | https://www.l-com.cn/lc-sm-economy-simplex-connector-3.0mm-cable-foc-lcsm-v-s30z
FOC-LCSM-V-S20FB | LC 单模单工连接器 2.0mm 弹性尾套 | 3.2939 | https://www.l-com.cn/lc-sm-economy-simplex-connector-2.0mm-cable-flex-boot-foc-lcsm-v-s20fb
FOC-LCSM-V-S16 | LC 单模单工连接器 1.6mm | 2.4543 | https://www.l-com.cn/lc-sm-economy-simplex-connector-1.6mm-cable-foc-lcsm-v-s16
FOC-LCSM-V-D25CL | LC 单模双工连接器 2.5mm 带卡子 | 5.1669 | https://www.l-com.cn/lc-sm-economy-duplex-connector-2.5mm-cable-clips-foc-lcsm-v-d25cl
FOC-LCSM-V-D20FB | LC 单模双工连接器 2.0mm 弹性尾套 | 5.1669 | https://www.l-com.cn/lc-sm-economy-duplex-connector-2.0mm-cable-flex-boot-foc-lcsm-v-d20fb
FOC-LCMM-V-S30FB | LC 多模单工连接器 3.0mm 弹性尾套 | 2.971 | https://www.l-com.cn/lc-mm-economy-simplex-connector-3.0mm-cable-flex-boot-foc-lcmm-v-s30fb
FOC-LCMM-V-S30 | LC 多模单工连接器 3.0mm | 2.1959 | https://www.l-com.cn/lc-mm-economy-simplex-connector-3.0mm-cable-foc-lcmm-v-s30
FOC-LCMM-V-S16 | LC 多模单工连接器 1.6mm | 2.196 | https://www.l-com.cn/lc-mm-economy-simplex-connector-1.6mm-cable-foc-lcmm-v-s16
FOC-LCMM-V-S09 | LC 多模单工连接器 900um | 2.1314 | https://www.l-com.cn/lc-mm-economy-simplex-connector-900um-cable-foc-lcmm-v-s09
FOC-LCMM-V-D25CL | LC 多模双工连接器 2.5mm 带卡子 | 4.5856 | https://www.l-com.cn/lc-mm-economy-duplex-connector-2.5mm-cable-clips-foc-lcmm-v-d25cl
FOC-LCMM-V-D16CL | LC 多模双工连接器 1.6mm 带卡子 | 4.5856 | https://www.l-com.cn/lc-mm-economy-duplex-connector-1.6mm-cable-clips-foc-lcmm-v-d16cl
FOC-FCSM-V-S30 | FC 单模单工连接器 3.0mm | 3.4877 | https://www.l-com.cn/fc-sm-economy-simplex-connector-3.0mm-cable-foc-fcsm-v-s30
FOC-FCMM-V-S30 | FC 多模单工连接器 3.0mm | 3.2293 | https://www.l-com.cn/fc-mm-economy-simplex-connector-3.0mm-cable-foc-fcmm-v-s30
FOC-FCMM-V-S16 | FC 多模单工连接器 1.6mm | 3.2293 | https://www.l-com.cn/fc-mm-economy-simplex-connector-1.6mm-cable-foc-fcmm-v-s16
FOC-FCASM-V-S30 | FC/APC 单模单工连接器 3.0mm | 3.6168 | https://www.l-com.cn/fc-apc-sm-economy-simplex-connector-3.0mm-cable-foc-fcasm-v-s30
FOBIB25OM3RKB2V-M | 一米计 多模OM3 50/125双芯扇出光缆 2.5mm外径 弯曲不敏感黑色OFNR护套 | 3.7876 | https://www.l-com.cn/1-meter-interval-economy-smf-9-125-simplex-fiber-cable-3.0mm-od-bend-insensitive-yellow-ofnp-fobib25om3rkb2v-m
FOBBI30SNGPYZV-M | 一米计 单模 9/125双芯光缆 3.0mm外径 弯曲不敏感黄色OFNP护套 | 1.9912 | https://www.l-com.cn/1-meter-interval-economy-om3-mmf-50-125-duplex-fiber-cable-3.0mm-od-bend-insensitive-aqua-ofnp-fobbi30sngpyzv-m
FOBBI30SNGPYSV-M | 一米计 单模 9/125单芯光缆 3.0mm外径 弯曲不敏感黄色OFNP护套 | 0.9115 | https://www.l-com.cn/1-meter-interval-economy-om3-mmf-50-125-duplex-fiber-cable-3.0mm-od-bend-insensitive-black-tactical-usage-fobbi30sngpysv-m
FOBBI30OM3MKZV-M | 一米计 多模OM3 50/125双芯光缆 3.0mm外径 黑色战术用 | 3.0974 | https://www.l-com.cn/1-meter-interval-economy-om2-mmf-50-125-simplex-fiber-cable-3.0mm-od-bend-insensitive-orange-ofnp-fobbi30om3mkzv-m
FOBBI30OM2POZV-M | 一米计 多模OM2 50/125单芯光缆 3.0mm外径 弯曲不敏感橙色OFNP护套 | 1.8584 | https://www.l-com.cn/1-meter-interval-economy-smf-9-125-duplex-fiber-cable-3.0mm-od-yellow-lszh-fobbi30om2pozv-m
FOBBI30OM2POSV-M | 一米计 多模OM2 50/125单芯光缆 3.0mm外径 弯曲不敏感橙色OFNP护套 | 0.9115 | https://www.l-com.cn/1-meter-interval-economy-smf-9-125-duplex-fiber-cable-3.0mm-od-black-tactical-usage-fobbi30om2posv-m
FOB30SNGZYZV-M | 一米计 单模 9/125双芯光缆 3.0mm外径 黄色LSZH | 0.9735 | https://www.l-com.cn/1-meter-interval-economy-smf-9-125-simplex-fiber-cable-3.0mm-od-black-tactical-usage-fob30sngzyzv-m
FOB30SNGTKZV-M | 一米计 单模 9/125双芯光缆 3.0mm外径 黑色战术用 | 2.2566 | https://www.l-com.cn/1-meter-interval-economy-om2-mmf-50-125-duplex-fiber-cable-3.0mm-od-black-tactical-usage-fob30sngtkzv-m
FOB30SNGTKSV-M | 一米计 单模 9/125单芯光缆 3.0mm外径 黑色战术用 | 1.1681 | https://www.l-com.cn/1-meter-interval-economy-om2-mmf-50-125-simplex-fiber-cable-3.0mm-od-black-tactical-usage-fob30sngtksv-m
FOB30OM2TKZV-M | 一米计 多模OM2 50/125双芯光缆 3.0mm外径 黑色战术用 | 2.2478 | https://www.l-com.cn/1-meter-interval-economy-om1-mmf-62.5-125-duplex-fiber-cable-3.0mm-od-orange-ofnr-fob30om2tkzv-m
FOB30OM2TKSV-M | 一米计 多模OM2 50/125单芯光缆 3.0mm外径 黑色战术用 | 1.2212 | https://www.l-com.cn/1-meter-interval-economy-om1-mmf-62.5-125-simplex-fiber-cable-3.0mm-od-orange-ofnr-fob30om2tksv-m
FOB30OM1ROZV-M | 一米计 多模OM1 62.5/125双芯光缆 3.0mm外径 橙色OFNR护套 | 1.6814 | https://www.l-com.cn/1-meter-interval-economy-om1-mmf-62.5-125-duplex-fiber-cable-3.0mm-od-green-ofnr-fob30om1rozv-m
FOB30OM1ROSV-M | 一米计 多模OM1 62.5/125单芯光缆 3.0mm外径 橙色OFNR护套 | 0.8407 | https://www.l-com.cn/1-meter-interval-economy-om1-mmf-62.5-125-duplex-fiber-cable-3.0mm-od-blue-ofnr-fob30om1rosv-m
FOB30OM1RGZV-M | 一米计 多模OM1 62.5/125双芯光缆 3.0mm外径 绿色OFNR护套 | 1.6814 | https://www.l-com.cn/1-meter-interval-economy-om1-mmf-62.5-125-duplex-fiber-cable-3.0mm-od-yellow-ofnp-fob30om1rgzv-m
FOB30OM1RBZV-M | 一米计 多模OM1 62.5/125双芯光缆 3.0mm外径 蓝色OFNR护套 | 1.6814 | https://www.l-com.cn/1-meter-interval-economy-om1-mmf-62.5-125-duplex-fiber-cable-3.0mm-od-slate-ofnp-fob30om1rbzv-m
FOB30OM1PYZV-M | 一米计 多模OM1 62.5/125双芯光缆 3.0mm外径 黄色OFNP护套 | 2.0708 | https://www.l-com.cn/1-meter-interval-economy-om1-mmf-62.5-125-simplex-fiber-cable-3.0mm-od-slate-ofnp-fob30om1pyzv-m
FOB30OM1PSZV-M | 一米计 多模OM1 62.5/125双芯光缆 3.0mm外径 石灰色OFNP护套 | 2.0708 | https://www.l-com.cn/1-meter-interval-economy-om1-mmf-62.5-125-duplex-fiber-cable-3.0mm-od-orange-ofnp-fob30om1pszv-m
FOB30OM1PSSV-M | 一米计 多模OM1 62.5/125单芯光缆 3.0mm外径 石灰色OFNP护套 | 1.0354 | https://www.l-com.cn/1-meter-interval-economy-om1-mmf-62.5-125-simplex-fiber-cable-3.0mm-od-orange-ofnp-fob30om1pssv-m
FOB30OM1POZV-M | 一米计 多模OM1 62.5/125双芯光缆 3.0mm外径 橙色OFNP护套 | 2.0708 | https://www.l-com.cn/1-meter-interval-economy-om1-mmf-62.5-125-duplex-fiber-cable-3.0mm-od-green-ofnp-fob30om1pozv-m
FOB30OM1POSV-M | 一米计 多模OM1 62.5/125单芯光缆 3.0mm外径 橙色OFNP护套 | 1.0354 | https://www.l-com.cn/1-meter-interval-economy-smf-9-125-2-count-breakout-fiber-cable-2.5mm-od-black-ofnr-fob30om1posv-m
FOB30OM1PGZV-M | 一米计 多模OM1 62.5/125双芯光缆 3.0mm外径 绿色OFNP护套 | 2.0708 | https://www.l-com.cn/1-meter-interval-economy-smf-9-125-2-count-breakout-fiber-cable-2.5mm-od-black-military-rated-fob30om1pgzv-m
FOB25SNGRKB2V-M | 一米计 单模 9/125双芯扇出光缆 2.5mm外径 黑色OFNR | 2.9558 | https://www.l-com.cn/1-meter-interval-economy-om1-mmf-62.5-125-2-count-breakout-fiber-cable-2.5mm-od-black-lszh-fob25sngrkb2v-m
FOB25SNGMKB2V-M | 一米计 单模 9/125双芯扇出光缆 2.5mm外径 黑色军工级 | 4.6814 | https://www.l-com.cn/1-meter-interval-economy-om1-mmf-62.5-125-duplex-fiber-cable-2.0mm-od-orange-ofnr-fob25sngmkb2v-m
FOB25OM1ZKB2V-M | 一米计 多模OM1 62.5/125双芯扇出光缆 2.5mm外径 黑色LSZH护套 | 3.1416 | https://www.l-com.cn/1-meter-interval-economy-smf-9-125-duplex-fiber-cable-1.6mm-od-yellow-lszh-fob25om1zkb2v-m
FOB20OM1ROZV-M | 一米计 多模OM1 62.5/125双芯光缆 2.0mm外径 橙色OFNR护套 | 1.0354 | https://www.l-com.cn/1-meter-interval-economy-smf-9-125-duplex-fiber-cable-1.6mm-od-yellow-ofnp-fob20om1rozv-m
FOB16SNGZYZV-M | 一米计单模 9/125双芯光缆 1.6mm外径 黄色LSZH护套 | 0.5221 | https://www.l-com.cn/1-meter-interval-economy-om1-mmf-62.5-125-duplex-fiber-cable-1.6mm-od-slate-ofnr-fob16sngzyzv-m
FOB16SNGPYZV-M | 一米计单模 9/125双芯光缆 1.6mm外径 黄色OFNP护套 | 0.7788 | https://www.l-com.cn/1-meter-interval-economy-om1-mmf-62.5-125-duplex-fiber-cable-1.6mm-od-slate-ofnp-fob16sngpyzv-m
FOB16OM1RSZV-M | 一米计 多模OM1 62.5/125双芯光缆 1.6mm外径 石灰色OFNR护套 | 1.1947 | https://www.l-com.cn/1-meter-interval-economy-om3-mmf-50-125-2-count-breakout-fiber-cable-2.5mm-od-bend-insensitive-black-ofnr-fob16om1rszv-m
FOB16OM1PSZV-M | 一米计 多模OM1 62.5/125双芯光缆 1.6mm外径 石灰色OFNP护套 | 1.2832 | https://www.l-com.cn/1-meter-interval-economy-smf-9-125-duplex-fiber-cable-3.0mm-od-bend-insensitive-yellow-ofnp-fob16om1pszv-m
FOAV-STU0160-MD0103 | 光纤可调衰减器 1-60dB, 1310 or 1550nm, ST/UPC, 1M 输入输出光缆 3mm 护套 | 386.1 | https://www.l-com.cn/fiber-variable-optical-attenuator-1-60db-1310-1550nm-st-upc-1m-input-output-cables-3mm-jacket-foav-stu0160-md0103
FOAV-SCU0160-MD0103 | 光纤可调衰减器 1-60dB, 1310 or 1550nm, SC/UPC, 1M 输入输出光缆 3mm 护套 | 386.1 | https://www.l-com.cn/fiber-variable-optical-attenuator-1-60db-1310-1550nm-sc-upc-1m-input-output-cables-3mm-jacket-foav-scu0160-md0103
FOAV-SCA0160-MD0103 | 光纤可调衰减器 1-60dB, 1310 or 1550nm, SC/APC, 1M 输入输出光缆 3mm 护套 | 388.08 | https://www.l-com.cn/fiber-variable-optical-attenuator-1-60db-1310-1550nm-sc-apc-1m-input-output-cables-3mm-jacket-foav-sca0160-md0103
FOAV-LCU0160-MD0103 | 光纤可调衰减器 1-60dB, 1310 or 1550nm, LC/UPC, 1M 输入输出光缆 3mm 护套 | 384.12 | https://www.l-com.cn/fiber-variable-optical-attenuator-1-60db-1310-1550nm-lc-upc-1m-input-output-cables-3mm-jacket-foav-lcu0160-md0103
FOAV-LCA0160-MD0103 | 光纤可调衰减器 1-60dB, 1310 or 1550nm, LC/APC, 1M 输入输出光缆 3mm 护套 | 388.08 | https://www.l-com.cn/fiber-variable-optical-attenuator-1-60db-1310-1550nm-lc-apc-1m-input-output-cables-3mm-jacket-foav-lca0160-md0103
FOAV-FCU0160-MD0103 | 光纤可调衰减器 1-60dB, 1310 or 1550nm, FC/UPC, 1M 输入输出光缆 3mm 护套 | 388.08 | https://www.l-com.cn/fiber-variable-optical-attenuator-1-60db-1310-1550nm-fc-upc-1m-input-output-cables-3mm-jacket-foav-fcu0160-md0103
FOAV-FCA0160-MD0103 | 光纤可调衰减器 1-60dB, 1310 or 1550nm, FC/APC, 1M 输入输出光缆 3mm 护套 | 390.06 | https://www.l-com.cn/fiber-variable-optical-attenuator-1-60db-1310-1550nm-fc-apc-1m-input-output-cables-3mm-jacket-foav-fca0160-md0103
FOA-975 | 光纤耦合器，LC双工，单模，SC封装，带法兰，蓝色 | 35.64 | https://www.l-com.cn/fiber-optic-coupler-lc-duplex-single-mode-sc-footprint-flange-blue-foa-975
FOA-704 | MU单工适配器, 棕色塑料配陶瓷套管 | 35.4653 | https://www.l-com.cn/mu-simplex-adapter-brown-plastic-zr-sleeve-foa-704
FOA-703M | MU双工适配器，金属 | 59.268 | https://www.l-com.cn/mu-duplex-adapter-metal-foa-703m
FCA-STST-DPS1Z-15 | 光纤跳线 ST到 ST 双芯 9/125 单模 OS1， 低烟无卤，15米 | 18.92 | https://www.l-com.cn/fiber-optic-patch-cable-st-st-duplex-9-125-single-mode-os1-lszh-15-meter-fca-stst-dps1z-15
FCA-STST-DPS1Z-10 | 光纤跳线 ST到 ST 双芯 9/125 单模 OS1， 低烟无卤，10米 | 16.09 | https://www.l-com.cn/fiber-optic-patch-cable-st-st-duplex-9-125-single-mode-os1-lszh-10-meter-fca-stst-dps1z-10
FCA-STST-DPS1Z-05 | 光纤跳线 ST到 ST 双芯 9/125 单模 OS1， 低烟无卤，5米 | 13.26 | https://www.l-com.cn/fiber-optic-patch-cable-st-st-duplex-9-125-single-mode-os1-lszh-5-meter-fca-stst-dps1z-05
FCA-STST-DPS1Z-03 | 光纤跳线 ST到 ST 双芯 9/125 单模 OS1， 低烟无卤，3米 | 12.124 | https://www.l-com.cn/fiber-optic-patch-cable-st-st-duplex-9-125-single-mode-os1-lszh-3-meter-fca-stst-dps1z-03
FCA-STST-DPS1Z-02 | 光纤跳线 ST到 ST 双芯 9/125 单模 OS1， 低烟无卤，2米 | 11.558 | https://www.l-com.cn/fiber-optic-patch-cable-st-st-duplex-9-125-single-mode-os1-lszh-2-meter-fca-stst-dps1z-02
FCA-STST-DPS1Z-01 | 光纤跳线 ST到 ST 双芯 9/125 单模 OS1， 低烟无卤，1米 | 10.991 | https://www.l-com.cn/fiber-optic-patch-cable-st-st-duplex-9-125-single-mode-os1-lszh-1-meter-fca-stst-dps1z-01
FCA-STST-DPS1P-15 | 光纤跳线ST到ST双芯9/125单模 OS1，OFNP阻燃等级，15米 | 24.6367 | https://www.l-com.cn/fiber-optic-patch-cable-st-st-duplex-9-125-single-mode-os1-ofnp-15-meter-fca-stst-dps1p-15
FCA-STST-DPS1P-10 | 光纤跳线ST到ST双芯9/125单模 OS1，OFNP阻燃等级，10米 | 226.1493 | https://www.l-com.cn/fiber-optic-patch-cable-st-st-duplex-9-125-single-mode-os1-ofnp-10-meter-fca-stst-dps1p-10
FCA-STST-DPS1P-05 | 光纤跳线ST到ST双芯9/125单模 OS1，OFNP阻燃等级，5米 | 192.933 | https://www.l-com.cn/fiber-optic-patch-cable-st-st-duplex-9-125-single-mode-os1-ofnp-5-meter-fca-stst-dps1p-05
FCA-STST-DPS1P-03 | 光纤跳线ST到ST双芯9/125单模 OS1，OFNP阻燃等级，3米 | 13.08 | https://www.l-com.cn/fiber-optic-patch-cable-st-st-duplex-9-125-single-mode-os1-ofnp-3-meter-fca-stst-dps1p-03
FCA-STST-DPS1P-02 | 光纤跳线ST到ST双芯9/125单模 OS1，OFNP阻燃等级，2米 | 12.124 | https://www.l-com.cn/fiber-optic-patch-cable-st-st-duplex-9-125-single-mode-os1-ofnp-2-meter-fca-stst-dps1p-02
FCA-STST-DPS1P-01 | 光纤跳线ST到ST双芯9/125单模 OS1，OFNP阻燃等级，1米 | 11.159 | https://www.l-com.cn/fiber-optic-patch-cable-st-st-duplex-9-125-single-mode-os1-ofnp-1-meter-fca-stst-dps1p-01
FCA-STST-DPM4Z-15 | 光纤跳线ST到ST双芯50/125多模 OM4， 低烟无卤，15米 | 38.23 | https://www.l-com.cn/fiber-optic-patch-cable-st-st-duplex-50-125-multimode-om4-lszh-15-meter-fca-stst-dpm4z-15
FCA-STST-DPM4Z-10 | 光纤跳线ST到ST双芯50/125多模 OM4， 低烟无卤，10米 | 28.88 | https://www.l-com.cn/fiber-optic-patch-cable-st-st-duplex-50-125-multimode-om4-lszh-10-meter-fca-stst-dpm4z-10
FCA-STST-DPM4Z-07 | 光纤跳线ST到ST双芯50/125多模 OM4， 低烟无卤，7米 | 23.27 | https://www.l-com.cn/fiber-optic-patch-cable-st-st-duplex-50-125-multimode-om4-lszh-7-meter-fca-stst-dpm4z-07
FCA-STST-DPM4Z-05 | 光纤跳线ST到ST双芯50/125多模 OM4， 低烟无卤，5米 | 19.54 | https://www.l-com.cn/fiber-optic-patch-cable-st-st-duplex-50-125-multimode-om4-lszh-5-meter-fca-stst-dpm4z-05
FCA-STST-DPM4Z-03 | 光纤跳线ST到ST双芯50/125多模 OM4， 低烟无卤，3米 | 15.805 | https://www.l-com.cn/fiber-optic-patch-cable-st-st-duplex-50-125-multimode-om4-lszh-3-meter-fca-stst-dpm4z-03
FCA-STST-DPM4Z-02 | 光纤跳线ST到ST双芯50/125多模 OM4， 低烟无卤，2米 | 13.929 | https://www.l-com.cn/fiber-optic-patch-cable-st-st-duplex-50-125-multimode-om4-lszh-2-meter-fca-stst-dpm4z-02
FCA-STST-DPM4Z-01 | 光纤跳线ST到ST双芯50/125多模 OM4， 低烟无卤，1米 | 12.062 | https://www.l-com.cn/fiber-optic-patch-cable-st-st-duplex-50-125-multimode-om4-lszh-1-meter-fca-stst-dpm4z-01
FCA-STST-DPM4P-15 | 光纤跳线ST到ST双芯50/125多模 OM4，OFNP阻燃等级，15米 | 45.8767 | https://www.l-com.cn/fiber-optic-patch-cable-st-st-duplex-50-125-multimode-om4-ofnp-15-meter-fca-stst-dpm4p-15
FCA-STST-DPM4P-10 | 光纤跳线ST到ST双芯50/125多模 OM4，OFNP阻燃等级，10米 | 33.98 | https://www.l-com.cn/fiber-optic-patch-cable-st-st-duplex-50-125-multimode-om4-ofnp-10-meter-fca-stst-dpm4p-10
FCA-STST-DPM4P-07 | 光纤跳线ST到ST双芯50/125多模 OM4，OFNP阻燃等级，7米 | 26.85 | https://www.l-com.cn/fiber-optic-patch-cable-st-st-duplex-50-125-multimode-om4-ofnp-7-meter-fca-stst-dpm4p-07
FCA-STST-DPM4P-05 | 光纤跳线ST到ST双芯50/125多模 OM4，OFNP阻燃等级，5米 | 22.09 | https://www.l-com.cn/fiber-optic-patch-cable-st-st-duplex-50-125-multimode-om4-ofnp-5-meter-fca-stst-dpm4p-05
FCA-STST-DPM4P-03 | 光纤跳线ST到ST双芯50/125多模 OM4，OFNP阻燃等级，3米 | 17.327 | https://www.l-com.cn/fiber-optic-patch-cable-st-st-duplex-50-125-multimode-om4-ofnp-3-meter-fca-stst-dpm4p-03
FCA-STST-DPM4P-02 | 光纤跳线ST到ST双芯50/125多模 OM4，OFNP阻燃等级，2米 | 14.956 | https://www.l-com.cn/fiber-optic-patch-cable-st-st-duplex-50-125-multimode-om4-ofnp-2-meter-fca-stst-dpm4p-02
FCA-STST-DPM4P-01 | 光纤跳线ST到ST双芯50/125多模 OM4，OFNP阻燃等级，1米 | 12.575 | https://www.l-com.cn/fiber-optic-patch-cable-st-st-duplex-50-125-multimode-om4-ofnp-1-meter-fca-stst-dpm4p-01
FCA-STST-DPM3Z-15 | 光纤跳线ST到ST双芯50/125多模 OM3， 低烟无卤，15米 | 28.8833 | https://www.l-com.cn/fiber-optic-patch-cable-st-st-duplex-50-125-multimode-om3-lszh-15-meter-fca-stst-dpm3z-15
FCA-STST-DPM3Z-10 | 光纤跳线ST到ST双芯50/125多模 OM3， 低烟无卤，10米 | 22.655 | https://www.l-com.cn/fiber-optic-patch-cable-st-st-duplex-50-125-multimode-om3-lszh-10-meter-fca-stst-dpm3z-10
FCA-STST-DPM3Z-07 | 光纤跳线ST到ST双芯50/125多模 OM3， 低烟无卤，7米 | 18.92 | https://www.l-com.cn/fiber-optic-patch-cable-st-st-duplex-50-125-multimode-om3-lszh-7-meter-fca-stst-dpm3z-07
FCA-STST-DPM3Z-05 | 光纤跳线ST到ST双芯50/125多模 OM3， 低烟无卤，5米 | 16.42 | https://www.l-com.cn/fiber-optic-patch-cable-st-st-duplex-50-125-multimode-om3-lszh-5-meter-fca-stst-dpm3z-05
FCA-STST-DPM3Z-03 | 光纤跳线ST到ST双芯50/125多模 OM3， 低烟无卤，3米 | 13.929 | https://www.l-com.cn/fiber-optic-patch-cable-st-st-duplex-50-125-multimode-om3-lszh-3-meter-fca-stst-dpm3z-03
FCA-STST-DPM3Z-02 | 光纤跳线ST到ST双芯50/125多模 OM3， 低烟无卤，2米 | 12.69 | https://www.l-com.cn/fiber-optic-patch-cable-st-st-duplex-50-125-multimode-om3-lszh-2-meter-fca-stst-dpm3z-02
FCA-STST-DPM3Z-01 | 光纤跳线ST到ST双芯50/125多模 OM3， 低烟无卤，1米 | 11.442 | https://www.l-com.cn/fiber-optic-patch-cable-st-st-duplex-50-125-multimode-om3-lszh-1-meter-fca-stst-dpm3z-01
FCA-STST-DPM3P-15 | 光纤跳线ST到ST双芯50/125多模 OM3，OFNP阻燃等级，15米 | 34.8333 | https://www.l-com.cn/fiber-optic-patch-cable-st-st-duplex-50-125-multimode-om3-ofnp-15-meter-fca-stst-dpm3p-15
FCA-STST-DPM3P-10 | 光纤跳线ST到ST双芯50/125多模 OM3，OFNP阻燃等级，10米 | 26.62 | https://www.l-com.cn/fiber-optic-patch-cable-st-st-duplex-50-125-multimode-om3-ofnp-10-meter-fca-stst-dpm3p-10
FCA-STST-DPM3P-07 | 光纤跳线ST到ST双芯50/125多模 OM3，OFNP阻燃等级，7米 | 21.69 | https://www.l-com.cn/fiber-optic-patch-cable-st-st-duplex-50-125-multimode-om3-ofnp-7-meter-fca-stst-dpm3p-07
FCA-STST-DPM3P-05 | 光纤跳线ST到ST双芯50/125多模 OM3，OFNP阻燃等级，5米 | 18.41 | https://www.l-com.cn/fiber-optic-patch-cable-st-st-duplex-50-125-multimode-om3-ofnp-5-meter-fca-stst-dpm3p-05
FCA-STST-DPM3P-03 | 光纤跳线ST到ST双芯50/125多模 OM3，OFNP阻燃等级，3米 | 15.124 | https://www.l-com.cn/fiber-optic-patch-cable-st-st-duplex-50-125-multimode-om3-ofnp-3-meter-fca-stst-dpm3p-03
FCA-STST-DPM3P-02 | 光纤跳线ST到ST双芯50/125多模 OM3，OFNP阻燃等级，2米 | 13.478 | https://www.l-com.cn/fiber-optic-patch-cable-st-st-duplex-50-125-multimode-om3-ofnp-2-meter-fca-stst-dpm3p-02
FCA-STST-DPM3P-01 | 光纤跳线ST到ST双芯50/125多模 OM3，OFNP阻燃等级，1米 | 11.841 | https://www.l-com.cn/fiber-optic-patch-cable-st-st-duplex-50-125-multimode-om3-ofnp-1-meter-fca-stst-dpm3p-01
FCA-STST-DPM2Z-15 | 光纤跳线 ST到 ST双芯50/125多模 OM2， 低烟无卤，15米 | 22.09 | https://www.l-com.cn/fiber-optic-patch-cable-st-st-duplex-50-125-multimode-om2-lszh-15-meter-fca-stst-dpm2z-15
FCA-STST-DPM2Z-10 | 光纤跳线 ST到 ST双芯50/125多模 OM2， 低烟无卤，10米 | 18.12 | https://www.l-com.cn/fiber-optic-patch-cable-st-st-duplex-50-125-multimode-om2-lszh-10-meter-fca-stst-dpm2z-10
FCA-STST-DPM2Z-05 | 光纤跳线 ST到 ST双芯50/125多模 OM2， 低烟无卤，5米 | 14.16 | https://www.l-com.cn/fiber-optic-patch-cable-st-st-duplex-50-125-multimode-om2-lszh-5-meter-fca-stst-dpm2z-05
FCA-STST-DPM2Z-03 | 光纤跳线 ST到 ST双芯50/125多模 OM2， 低烟无卤，3米 | 12.575 | https://www.l-com.cn/fiber-optic-patch-cable-st-st-duplex-50-125-multimode-om2-lszh-3-meter-fca-stst-dpm2z-03
FCA-STST-DPM2Z-02 | 光纤跳线 ST到 ST双芯50/125多模 OM2， 低烟无卤，2米 | 11.779 | https://www.l-com.cn/fiber-optic-patch-cable-st-st-duplex-50-125-multimode-om2-lszh-2-meter-fca-stst-dpm2z-02
FCA-STST-DPM2Z-01 | 光纤跳线 ST到 ST双芯50/125多模 OM2， 低烟无卤，1米 | 10.991 | https://www.l-com.cn/fiber-optic-patch-cable-st-st-duplex-50-125-multimode-om2-lszh-1-meter-fca-stst-dpm2z-01
FCA-STST-DPM2P-15 | 光纤跳线ST到ST双芯50/125多模 OM2，OFNP阻燃等级，15米 | 25.4867 | https://www.l-com.cn/fiber-optic-patch-cable-st-st-duplex-50-125-multimode-om2-ofnp-15-meter-fca-stst-dpm2p-15
FCA-STST-DPM2P-10 | 光纤跳线ST到ST双芯50/125多模 OM2，OFNP阻燃等级，10米 | 20.39 | https://www.l-com.cn/fiber-optic-patch-cable-st-st-duplex-50-125-multimode-om2-ofnp-10-meter-fca-stst-dpm2p-10
FCA-STST-DPM2P-05 | 光纤跳线ST到ST双芯50/125多模 OM2，OFNP阻燃等级，5米 | 15.29 | https://www.l-com.cn/fiber-optic-patch-cable-st-st-duplex-50-125-multimode-om2-ofnp-5-meter-fca-stst-dpm2p-05
FCA-STST-DPM2P-03 | 光纤跳线ST到ST双芯50/125多模 OM2，OFNP阻燃等级，3米 | 13.257 | https://www.l-com.cn/fiber-optic-patch-cable-st-st-duplex-50-125-multimode-om2-ofnp-3-meter-fca-stst-dpm2p-03
FCA-STST-DPM2P-02 | 光纤跳线ST到ST双芯50/125多模 OM2，OFNP阻燃等级，2米 | 12.23 | https://www.l-com.cn/fiber-optic-patch-cable-st-st-duplex-50-125-multimode-om2-ofnp-2-meter-fca-stst-dpm2p-02
FCA-STST-DPM2P-01 | 光纤跳线ST到ST双芯50/125多模 OM2，OFNP阻燃等级，1米 | 11.212 | https://www.l-com.cn/fiber-optic-patch-cable-st-st-duplex-50-125-multimode-om2-ofnp-1-meter-fca-stst-dpm2p-01
FCA-STST-DPM1Z-15 | 光纤跳线 ST到 ST双芯 62.5/125 多模 OM1， 低烟无卤，15米 | 23.7867 | https://www.l-com.cn/fiber-optic-patch-cable-st-st-duplex-62.5-125-multimode-om1-lszh-15-meter-fca-stst-dpm1z-15
FCA-STST-DPM1Z-10 | 光纤跳线 ST到 ST双芯 62.5/125 多模 OM1， 低烟无卤，10米 | 19.26 | https://www.l-com.cn/fiber-optic-patch-cable-st-st-duplex-62.5-125-multimode-om1-lszh-10-meter-fca-stst-dpm1z-10
FCA-STST-DPM1Z-05 | 光纤跳线 ST到 ST双芯 62.5/125 多模 OM1， 低烟无卤，5米 | 14.73 | https://www.l-com.cn/fiber-optic-patch-cable-st-st-duplex-62.5-125-multimode-om1-lszh-5-meter-fca-stst-dpm1z-05
FCA-STST-DPM1Z-03 | 光纤跳线 ST到 ST双芯 62.5/125 多模 OM1， 低烟无卤，3米 | 12.9117 | https://www.l-com.cn/fiber-optic-patch-cable-st-st-duplex-62.5-125-multimode-om1-lszh-3-meter-fca-stst-dpm1z-03
FCA-STST-DPM1Z-01 | 光纤跳线 ST到 ST双芯 62.5/125 多模 OM1， 低烟无卤，1米 | 16.65 | https://www.l-com.cn/fiber-optic-patch-cable-st-st-duplex-62.5-125-multimode-om1-lszh-1-meter-fca-stst-dpm1z-01
FCA-STST-DPM1P-15 | 光纤跳线ST到ST双芯62.5/125多模 OM1，OFNP阻燃等级，15米 | 29.7333 | https://www.l-com.cn/fiber-optic-patch-cable-st-st-duplex-62.5-125-multimode-om1-ofnp-15-meter-fca-stst-dpm1p-15
FCA-STST-DPM1P-10 | 光纤跳线ST到ST双芯62.5/125多模 OM1，OFNP阻燃等级，10米 | 23.22 | https://www.l-com.cn/fiber-optic-patch-cable-st-st-duplex-62.5-125-multimode-om1-ofnp-10-meter-fca-stst-dpm1p-10
FCA-STST-DPM1P-05 | 光纤跳线ST到ST双芯62.5/125多模 OM1，OFNP阻燃等级，5米 | 16.71 | https://www.l-com.cn/fiber-optic-patch-cable-st-st-duplex-62.5-125-multimode-om1-ofnp-5-meter-fca-stst-dpm1p-05
FCA-STST-DPM1P-03 | 光纤跳线ST到ST双芯62.5/125多模 OM1，OFNP阻燃等级，3米 | 14.106 | https://www.l-com.cn/fiber-optic-patch-cable-st-st-duplex-62.5-125-multimode-om1-ofnp-3-meter-fca-stst-dpm1p-03
FCA-STST-DPM1P-02 | 光纤跳线ST到ST双芯62.5/125多模 OM1，OFNP阻燃等级，2米 | 12.796 | https://www.l-com.cn/fiber-optic-patch-cable-st-st-duplex-62.5-125-multimode-om1-ofnp-2-meter-fca-stst-dpm1p-02
FCA-STST-DPM1P-01 | 光纤跳线ST到ST双芯62.5/125多模 OM1，OFNP阻燃等级，1米 | 11.496 | https://www.l-com.cn/fiber-optic-patch-cable-st-st-duplex-62.5-125-multimode-om1-ofnp-1-meter-fca-stst-dpm1p-01
FCA-SCST-DPS1Z-15 | 光纤跳线 SC到 ST 双芯 9/125 单模 OS1， 低烟无卤，15米 | 18.8067 | https://www.l-com.cn/fiber-optic-patch-cable-sc-st-duplex-9-125-single-mode-os1-lszh-15-meter-fca-scst-dps1z-15
FCA-SCST-DPS1Z-10 | 光纤跳线 SC到 ST 双芯 9/125 单模 OS1， 低烟无卤，10米 | 15.97 | https://www.l-com.cn/fiber-optic-patch-cable-sc-st-duplex-9-125-single-mode-os1-lszh-10-meter-fca-scst-dps1z-10
FCA-SCST-DPS1Z-05 | 光纤跳线 SC到 ST 双芯 9/125 单模 OS1， 低烟无卤，5米 | 13.14 | https://www.l-com.cn/fiber-optic-patch-cable-sc-st-duplex-9-125-single-mode-os1-lszh-5-meter-fca-scst-dps1z-05
FCA-SCST-DPS1Z-03 | 光纤跳线 SC到 ST 双芯 9/125 单模 OS1， 低烟无卤，3米 | 12.009 | https://www.l-com.cn/fiber-optic-patch-cable-sc-st-duplex-9-125-single-mode-os1-lszh-3-meter-fca-scst-dps1z-03
FCA-SCST-DPS1Z-02 | 光纤跳线 SC到 ST 双芯 9/125 单模 OS1， 低烟无卤，2米 | 195.9165 | https://www.l-com.cn/fiber-optic-patch-cable-sc-st-duplex-9-125-single-mode-os1-lszh-2-meter-fca-scst-dps1z-02
FCA-SCST-DPS1Z-01 | 光纤跳线 SC到 ST 双芯 9/125 单模 OS1， 低烟无卤，1米 | 10.876 | https://www.l-com.cn/fiber-optic-patch-cable-sc-st-duplex-9-125-single-mode-os1-lszh-1-meter-fca-scst-dps1z-01
FCA-SCST-DPS1P-15 | 光纤跳线SC到ST双芯9/125单模 OS1，OFNP阻燃等级，15米 | 24.5233 | https://www.l-com.cn/fiber-optic-patch-cable-sc-st-duplex-9-125-single-mode-os1-ofnp-15-meter-fca-scst-dps1p-15
FCA-SCST-DPS1P-10 | 光纤跳线SC到ST双芯9/125单模 OS1，OFNP阻燃等级，10米 | 19.71 | https://www.l-com.cn/fiber-optic-patch-cable-sc-st-duplex-9-125-single-mode-os1-ofnp-10-meter-fca-scst-dps1p-10
FCA-SCST-DPS1P-05 | 光纤跳线SC到ST双芯9/125单模 OS1，OFNP阻燃等级，5米 | 14.89 | https://www.l-com.cn/fiber-optic-patch-cable-sc-st-duplex-9-125-single-mode-os1-ofnp-5-meter-fca-scst-dps1p-05
FCA-SCST-DPS1P-03 | 光纤跳线SC到ST双芯9/125单模 OS1，OFNP阻燃等级，3米 | 12.973 | https://www.l-com.cn/fiber-optic-patch-cable-sc-st-duplex-9-125-single-mode-os1-ofnp-3-meter-fca-scst-dps1p-03
FCA-SCST-DPS1P-02 | 光纤跳线SC到ST双芯9/125单模 OS1，OFNP阻燃等级，2米 | 12.009 | https://www.l-com.cn/fiber-optic-patch-cable-sc-st-duplex-9-125-single-mode-os1-ofnp-2-meter-fca-scst-dps1p-02
FCA-SCST-DPS1P-01 | 光纤跳线SC到ST双芯9/125单模 OS1，OFNP阻燃等级，1米 | 11.044 | https://www.l-com.cn/fiber-optic-patch-cable-sc-st-duplex-9-125-single-mode-os1-ofnp-1-meter-fca-scst-dps1p-01
FCA-SCST-DPM4Z-15 | 光纤跳线SC到ST双芯50/125多模 OM4， 低烟无卤，15米 | 38.1167 | https://www.l-com.cn/fiber-optic-patch-cable-sc-st-duplex-50-125-multimode-om4-lszh-15-meter-fca-scst-dpm4z-15
FCA-SCST-DPM4Z-10 | 光纤跳线SC到ST双芯50/125多模 OM4， 低烟无卤，10米 | 28.77 | https://www.l-com.cn/fiber-optic-patch-cable-sc-st-duplex-50-125-multimode-om4-lszh-10-meter-fca-scst-dpm4z-10
FCA-SCST-DPM4Z-07 | 光纤跳线SC到ST双芯50/125多模 OM4， 低烟无卤，7米 | 23.17 | https://www.l-com.cn/fiber-optic-patch-cable-sc-st-duplex-50-125-multimode-om4-lszh-7-meter-fca-scst-dpm4z-07
FCA-SCST-DPM4Z-05 | 光纤跳线SC到ST双芯50/125多模 OM4， 低烟无卤，5米 | 19.42 | https://www.l-com.cn/fiber-optic-patch-cable-sc-st-duplex-50-125-multimode-om4-lszh-5-meter-fca-scst-dpm4z-05
FCA-SCST-DPM4Z-03 | 光纤跳线SC到ST双芯50/125多模 OM4， 低烟无卤，3米 | 15.69 | https://www.l-com.cn/fiber-optic-patch-cable-sc-st-duplex-50-125-multimode-om4-lszh-3-meter-fca-scst-dpm4z-03
FCA-SCST-DPM4Z-02 | 光纤跳线SC到ST双芯50/125多模 OM4， 低烟无卤，2米 | 13.823 | https://www.l-com.cn/fiber-optic-patch-cable-sc-st-duplex-50-125-multimode-om4-lszh-2-meter-fca-scst-dpm4z-02
FCA-SCST-DPM4Z-01 | 光纤跳线SC到ST双芯50/125多模 OM4， 低烟无卤，1米 | 11.947 | https://www.l-com.cn/fiber-optic-patch-cable-sc-st-duplex-50-125-multimode-om4-lszh-1-meter-fca-scst-dpm4z-01
FCA-SCST-DPM4P-15 | 光纤跳线SC到ST双芯50/125多模 OM4，OFNP阻燃等级，15米 | 45.76 | https://www.l-com.cn/fiber-optic-patch-cable-sc-st-duplex-50-125-multimode-om4-ofnp-15-meter-fca-scst-dpm4p-15
FCA-SCST-DPM4P-10 | 光纤跳线SC到ST双芯50/125多模 OM4，OFNP阻燃等级，10米 | 33.87 | https://www.l-com.cn/fiber-optic-patch-cable-sc-st-duplex-50-125-multimode-om4-ofnp-10-meter-fca-scst-dpm4p-10
FCA-SCST-DPM4P-07 | 光纤跳线SC到ST双芯50/125多模 OM4，OFNP阻燃等级，7米 | 26.73 | https://www.l-com.cn/fiber-optic-patch-cable-sc-st-duplex-50-125-multimode-om4-ofnp-7-meter-fca-scst-dpm4p-07
FCA-SCST-DPM4P-05 | 光纤跳线SC到ST双芯50/125多模 OM4，OFNP阻燃等级，5米 | 21.97 | https://www.l-com.cn/fiber-optic-patch-cable-sc-st-duplex-50-125-multimode-om4-ofnp-5-meter-fca-scst-dpm4p-05
FCA-SCST-DPM4P-03 | 光纤跳线SC到ST双芯50/125多模 OM4，OFNP阻燃等级，3米 | 17.221 | https://www.l-com.cn/fiber-optic-patch-cable-sc-st-duplex-50-125-multimode-om4-ofnp-3-meter-fca-scst-dpm4p-03
FCA-SCST-DPM4P-02 | 光纤跳线SC到ST双芯50/125多模 OM4，OFNP阻燃等级，2米 | 14.841 | https://www.l-com.cn/fiber-optic-patch-cable-sc-st-duplex-50-125-multimode-om4-ofnp-2-meter-fca-scst-dpm4p-02
FCA-SCST-DPM4P-01 | 光纤跳线SC到ST双芯50/125多模 OM4，OFNP阻燃等级，1米 | 12.46 | https://www.l-com.cn/fiber-optic-patch-cable-sc-st-duplex-50-125-multimode-om4-ofnp-1-meter-fca-scst-dpm4p-01
FCA-SCST-DPM3Z-15 | 光纤跳线SC到ST双芯50/125多模 OM3， 低烟无卤，15米 | 28.77 | https://www.l-com.cn/fiber-optic-patch-cable-sc-st-duplex-50-125-multimode-om3-lszh-15-meter-fca-scst-dpm3z-15
FCA-SCST-DPM3Z-10 | 光纤跳线SC到ST双芯50/125多模 OM3， 低烟无卤，10米 | 22.54 | https://www.l-com.cn/fiber-optic-patch-cable-sc-st-duplex-50-125-multimode-om3-lszh-10-meter-fca-scst-dpm3z-10
FCA-SCST-DPM3Z-07 | 光纤跳线SC到ST双芯50/125多模 OM3， 低烟无卤，7米 | 18.81 | https://www.l-com.cn/fiber-optic-patch-cable-sc-st-duplex-50-125-multimode-om3-lszh-7-meter-fca-scst-dpm3z-07
FCA-SCST-DPM3Z-05 | 光纤跳线SC到ST双芯50/125多模 OM3， 低烟无卤，5米 | 16.31 | https://www.l-com.cn/fiber-optic-patch-cable-sc-st-duplex-50-125-multimode-om3-lszh-5-meter-fca-scst-dpm3z-05
FCA-SCST-DPM3Z-03 | 光纤跳线SC到ST双芯50/125多模 OM3， 低烟无卤，3米 | 13.823 | https://www.l-com.cn/fiber-optic-patch-cable-sc-st-duplex-50-125-multimode-om3-lszh-3-meter-fca-scst-dpm3z-03
FCA-SCST-DPM3Z-02 | 光纤跳线SC到ST双芯50/125多模 OM3， 低烟无卤，2米 | 12.575 | https://www.l-com.cn/fiber-optic-patch-cable-sc-st-duplex-50-125-multimode-om3-lszh-2-meter-fca-scst-dpm3z-02
FCA-SCST-DPM3Z-01 | 光纤跳线SC到ST双芯50/125多模 OM3， 低烟无卤，1米 | 11.327 | https://www.l-com.cn/fiber-optic-patch-cable-sc-st-duplex-50-125-multimode-om3-lszh-1-meter-fca-scst-dpm3z-01
FCA-SCST-DPM3P-15 | 光纤跳线SC到ST双芯50/125多模 OM3，OFNP阻燃等级，15米 | 34.7167 | https://www.l-com.cn/fiber-optic-patch-cable-sc-st-duplex-50-125-multimode-om3-ofnp-15-meter-fca-scst-dpm3p-15
FCA-SCST-DPM3P-10 | 光纤跳线SC到ST双芯50/125多模 OM3，OFNP阻燃等级，10米 | 26.5 | https://www.l-com.cn/fiber-optic-patch-cable-sc-st-duplex-50-125-multimode-om3-ofnp-10-meter-fca-scst-dpm3p-10
FCA-SCST-DPM3P-07 | 光纤跳线SC到ST双芯50/125多模 OM3，OFNP阻燃等级，7米 | 21.58 | https://www.l-com.cn/fiber-optic-patch-cable-sc-st-duplex-50-125-multimode-om3-ofnp-7-meter-fca-scst-dpm3p-07
FCA-SCST-DPM3P-05 | 光纤跳线SC到ST双芯50/125多模 OM3，OFNP阻燃等级，5米 | 18.29 | https://www.l-com.cn/fiber-optic-patch-cable-sc-st-duplex-50-125-multimode-om3-ofnp-5-meter-fca-scst-dpm3p-05
FCA-SCST-DPM3P-03 | 光纤跳线SC到ST双芯50/125多模 OM3，OFNP阻燃等级，3米 | 15.009 | https://www.l-com.cn/fiber-optic-patch-cable-sc-st-duplex-50-125-multimode-om3-ofnp-3-meter-fca-scst-dpm3p-03
FCA-SCST-DPM3P-02 | 光纤跳线SC到ST双芯50/125多模 OM3，OFNP阻燃等级，2米 | 13.363 | https://www.l-com.cn/fiber-optic-patch-cable-sc-st-duplex-50-125-multimode-om3-ofnp-2-meter-fca-scst-dpm3p-02
FCA-SCST-DPM3P-01 | 光纤跳线SC到ST双芯50/125多模 OM3，OFNP阻燃等级，1米 | 11.726 | https://www.l-com.cn/fiber-optic-patch-cable-sc-st-duplex-50-125-multimode-om3-ofnp-1-meter-fca-scst-dpm3p-01
FCA-SCST-DPM2Z-15 | 光纤跳线 SC到 ST双芯50/125多模 OM2， 低烟无卤，15米 | 21.9733 | https://www.l-com.cn/fiber-optic-patch-cable-sc-st-duplex-50-125-multimode-om2-lszh-15-meter-fca-scst-dpm2z-15
FCA-SCST-DPM2Z-10 | 光纤跳线 SC到 ST双芯50/125多模 OM2， 低烟无卤，10米 | 18.01 | https://www.l-com.cn/fiber-optic-patch-cable-sc-st-duplex-50-125-multimode-om2-lszh-10-meter-fca-scst-dpm2z-10
FCA-SCST-DPM2Z-05 | 光纤跳线 SC到 ST双芯50/125多模 OM2， 低烟无卤，5米 | 14.04 | https://www.l-com.cn/fiber-optic-patch-cable-sc-st-duplex-50-125-multimode-om2-lszh-5-meter-fca-scst-dpm2z-05
FCA-SCST-DPM2Z-03 | 光纤跳线 SC到 ST双芯50/125多模 OM2， 低烟无卤，3米 | 12.46 | https://www.l-com.cn/fiber-optic-patch-cable-sc-st-duplex-50-125-multimode-om2-lszh-3-meter-fca-scst-dpm2z-03
FCA-SCST-DPM2Z-02 | 光纤跳线 SC到 ST双芯50/125多模 OM2， 低烟无卤，2米 | 11.664 | https://www.l-com.cn/fiber-optic-patch-cable-sc-st-duplex-50-125-multimode-om2-lszh-2-meter-fca-scst-dpm2z-02
FCA-SCST-DPM2Z-01 | 光纤跳线 SC到 ST双芯50/125多模 OM2， 低烟无卤，1米 | 10.876 | https://www.l-com.cn/fiber-optic-patch-cable-sc-st-duplex-50-125-multimode-om2-lszh-1-meter-fca-scst-dpm2z-01
FCA-SCST-DPM2P-15 | 光纤跳线SC到ST双芯50/125多模 OM2，OFNP阻燃等级，15米 | 25.3733 | https://www.l-com.cn/fiber-optic-patch-cable-sc-st-duplex-50-125-multimode-om2-ofnp-15-meter-fca-scst-dpm2p-15
FCA-SCST-DPM2P-10 | 光纤跳线SC到ST双芯50/125多模 OM2，OFNP阻燃等级，10米 | 20.27 | https://www.l-com.cn/fiber-optic-patch-cable-sc-st-duplex-50-125-multimode-om2-ofnp-10-meter-fca-scst-dpm2p-10
FCA-SCST-DPM2P-05 | 光纤跳线SC到ST双芯50/125多模 OM2，OFNP阻燃等级，5米 | 15.18 | https://www.l-com.cn/fiber-optic-patch-cable-sc-st-duplex-50-125-multimode-om2-ofnp-5-meter-fca-scst-dpm2p-05
FCA-SCST-DPM2P-03 | 光纤跳线SC到ST双芯50/125多模 OM2，OFNP阻燃等级，3米 | 13.142 | https://www.l-com.cn/fiber-optic-patch-cable-sc-st-duplex-50-125-multimode-om2-ofnp-3-meter-fca-scst-dpm2p-03
FCA-SCST-DPM2P-02 | 光纤跳线SC到ST双芯50/125多模 OM2，OFNP阻燃等级，2米 | 12.124 | https://www.l-com.cn/fiber-optic-patch-cable-sc-st-duplex-50-125-multimode-om2-ofnp-2-meter-fca-scst-dpm2p-02
FCA-SCST-DPM2P-01 | 光纤跳线SC到ST双芯50/125多模 OM2，OFNP阻燃等级，1米 | 11.097 | https://www.l-com.cn/fiber-optic-patch-cable-sc-st-duplex-50-125-multimode-om2-ofnp-1-meter-fca-scst-dpm2p-01
FCA-SCST-DPM1Z-15 | 光纤跳线 SC到 ST双芯 62.5/125 多模 OM1， 低烟无卤，15米 | 23.6733 | https://www.l-com.cn/fiber-optic-patch-cable-sc-st-duplex-62.5-125-multimode-om1-lszh-15-meter-fca-scst-dpm1z-15
FCA-SCST-DPM1Z-10 | 光纤跳线 SC到 ST双芯 62.5/125 多模 OM1， 低烟无卤，10米 | 19.14 | https://www.l-com.cn/fiber-optic-patch-cable-sc-st-duplex-62.5-125-multimode-om1-lszh-10-meter-fca-scst-dpm1z-10
FCA-SCST-DPM1Z-05 | 光纤跳线 SC到 ST双芯 62.5/125 多模 OM1， 低烟无卤，5米 | 14.61 | https://www.l-com.cn/fiber-optic-patch-cable-sc-st-duplex-62.5-125-multimode-om1-lszh-5-meter-fca-scst-dpm1z-05
FCA-SCST-DPM1Z-03 | 光纤跳线 SC到 ST双芯 62.5/125 多模 OM1， 低烟无卤，3米 | 12.796 | https://www.l-com.cn/fiber-optic-patch-cable-sc-st-duplex-62.5-125-multimode-om1-lszh-3-meter-fca-scst-dpm1z-03
FCA-SCST-DPM1Z-02 | 光纤跳线 SC到 ST双芯 62.5/125 多模 OM1， 低烟无卤，2米 | 11.894 | https://www.l-com.cn/fiber-optic-patch-cable-sc-st-duplex-62.5-125-multimode-om1-lszh-2-meter-fca-scst-dpm1z-02
FCA-SCST-DPM1Z-01 | 光纤跳线 SC到 ST双芯 62.5/125 多模 OM1， 低烟无卤，1米 | 10.991 | https://www.l-com.cn/fiber-optic-patch-cable-sc-st-duplex-62.5-125-multimode-om1-lszh-1-meter-fca-scst-dpm1z-01
FCA-SCST-DPM1P-15 | 光纤跳线SC到ST双芯62.5/125多模 OM1，OFNP阻燃等级，15米 | 29.62 | https://www.l-com.cn/fiber-optic-patch-cable-sc-st-duplex-62.5-125-multimode-om1-ofnp-15-meter-fca-scst-dpm1p-15
FCA-SCST-DPM1P-10 | 光纤跳线SC到ST双芯62.5/125多模 OM1，OFNP阻燃等级，10米 | 23.17 | https://www.l-com.cn/fiber-optic-patch-cable-sc-st-duplex-62.5-125-multimode-om1-ofnp-10-meter-fca-scst-dpm1p-10
FCA-SCST-DPM1P-05 | 光纤跳线SC到ST双芯62.5/125多模 OM1，OFNP阻燃等级，5米 | 16.59 | https://www.l-com.cn/fiber-optic-patch-cable-sc-st-duplex-62.5-125-multimode-om1-ofnp-5-meter-fca-scst-dpm1p-05
FCA-SCST-DPM1P-03 | 光纤跳线SC到ST双芯62.5/125多模 OM1，OFNP阻燃等级，3米 | 13.991 | https://www.l-com.cn/fiber-optic-patch-cable-sc-st-duplex-62.5-125-multimode-om1-ofnp-3-meter-fca-scst-dpm1p-03
FCA-SCST-DPM1P-02 | 光纤跳线SC到ST双芯62.5/125多模 OM1，OFNP阻燃等级，2米 | 12.69 | https://www.l-com.cn/fiber-optic-patch-cable-sc-st-duplex-62.5-125-multimode-om1-ofnp-2-meter-fca-scst-dpm1p-02
FCA-SCST-DPM1P-01 | 光纤跳线SC到ST双芯62.5/125多模 OM1，OFNP阻燃等级，1米 | 11.381 | https://www.l-com.cn/fiber-optic-patch-cable-sc-st-duplex-62.5-125-multimode-om1-ofnp-1-meter-fca-scst-dpm1p-01
FCA-SCSC-DPS1Z-15 | 光纤跳线 SC到 SC 双芯 9/125 单模 OS1， 低烟无卤，15米 | 18.69 | https://www.l-com.cn/fiber-optic-patch-cable-sc-sc-duplex-9-125-single-mode-os1-lszh-15-meter-fca-scsc-dps1z-15
FCA-SCSC-DPS1Z-10 | 光纤跳线 SC到 SC 双芯 9/125 单模 OS1， 低烟无卤，10米 | 15.86 | https://www.l-com.cn/fiber-optic-patch-cable-sc-sc-duplex-9-125-single-mode-os1-lszh-10-meter-fca-scsc-dps1z-10
FCA-SCSC-DPS1Z-05 | 光纤跳线 SC到 SC 双芯 9/125 单模 OS1， 低烟无卤，5米 | 13.03 | https://www.l-com.cn/fiber-optic-patch-cable-sc-sc-duplex-9-125-single-mode-os1-lszh-5-meter-fca-scsc-dps1z-05
FCA-SCSC-DPS1Z-03 | 光纤跳线 SC到 SC 双芯 9/125 单模 OS1， 低烟无卤，3米 | 11.894 | https://www.l-com.cn/fiber-optic-patch-cable-sc-sc-duplex-9-125-single-mode-os1-lszh-3-meter-fca-scsc-dps1z-03
FCA-SCSC-DPS1Z-02 | 光纤跳线 SC到 SC 双芯 9/125 单模 OS1， 低烟无卤，2米 | 11.3267 | https://www.l-com.cn/fiber-optic-patch-cable-sc-sc-duplex-9-125-single-mode-os1-lszh-2-meter-fca-scsc-dps1z-02
FCA-SCSC-DPS1Z-01 | 光纤跳线 SC到 SC 双芯 9/125 单模 OS1， 低烟无卤，1米 | 10.76 | https://www.l-com.cn/fiber-optic-patch-cable-sc-sc-duplex-9-125-single-mode-os1-lszh-1-meter-fca-scsc-dps1z-01
FCA-SCSC-DPS1P-15 | 光纤跳线SC到SC双芯9/125单模 OS1，OFNP阻燃等级，15米 | 24.4067 | https://www.l-com.cn/fiber-optic-patch-cable-sc-sc-duplex-9-125-single-mode-os1-ofnp-15-meter-fca-scsc-dps1p-15
FCA-SCSC-DPS1P-10 | 光纤跳线SC到SC双芯9/125单模 OS1，OFNP阻燃等级，10米 | 19.59 | https://www.l-com.cn/fiber-optic-patch-cable-sc-sc-duplex-9-125-single-mode-os1-ofnp-10-meter-fca-scsc-dps1p-10
FCA-SCSC-DPS1P-05 | 光纤跳线SC到SC双芯9/125单模 OS1，OFNP阻燃等级，5米 | 14.78 | https://www.l-com.cn/fiber-optic-patch-cable-sc-sc-duplex-9-125-single-mode-os1-ofnp-5-meter-fca-scsc-dps1p-05
FCA-SCSC-DPS1P-03 | 光纤跳线SC到SC双芯9/125单模 OS1，OFNP阻燃等级，3米 | 184.7118 | https://www.l-com.cn/fiber-optic-patch-cable-sc-sc-duplex-9-125-single-mode-os1-ofnp-3-meter-fca-scsc-dps1p-03
FCA-SCSC-DPS1P-02 | 光纤跳线SC到SC双芯9/125单模 OS1，OFNP阻燃等级，2米 | 11.894 | https://www.l-com.cn/fiber-optic-patch-cable-sc-sc-duplex-9-125-single-mode-os1-ofnp-2-meter-fca-scsc-dps1p-02
FCA-SCSC-DPS1P-01 | 光纤跳线SC到SC双芯9/125单模 OS1，OFNP阻燃等级，1米 | 10.929 | https://www.l-com.cn/fiber-optic-patch-cable-sc-sc-duplex-9-125-single-mode-os1-ofnp-1-meter-fca-scsc-dps1p-01
FCA-SCSC-DPM5Z-15 | 光纤跳线SC到SC双芯50/125多模 OM5， 低烟无卤，15米 | 65.1867 | https://www.l-com.cn/fiber-optic-patch-cable-sc-sc-duplex-50-125-multimode-om5-lszh-15-meter-fca-scsc-dpm5z-15
FCA-SCSC-DPM5Z-10 | 光纤跳线SC到SC双芯50/125多模 OM5， 低烟无卤，10米 | 46.78 | https://www.l-com.cn/fiber-optic-patch-cable-sc-sc-duplex-50-125-multimode-om5-lszh-10-meter-fca-scsc-dpm5z-10
FCA-SCSC-DPM5Z-07 | 光纤跳线SC到SC双芯50/125多模 OM5， 低烟无卤，7米 | 35.73 | https://www.l-com.cn/fiber-optic-patch-cable-sc-sc-duplex-50-125-multimode-om5-lszh-7-meter-fca-scsc-dpm5z-07
FCA-SCSC-DPM5Z-05 | 光纤跳线SC到SC双芯50/125多模 OM5， 低烟无卤，5米 | 28.37 | https://www.l-com.cn/fiber-optic-patch-cable-sc-sc-duplex-50-125-multimode-om5-lszh-5-meter-fca-scsc-dpm5z-05
FCA-SCSC-DPM5Z-03 | 光纤跳线SC到SC双芯50/125多模 OM5， 低烟无卤，3米 | 21.009 | https://www.l-com.cn/fiber-optic-patch-cable-sc-sc-duplex-50-125-multimode-om5-lszh-3-meter-fca-scsc-dpm5z-03
FCA-SCSC-DPM5Z-02 | 光纤跳线SC到SC双芯50/125多模 OM5， 低烟无卤，2米 | 17.327 | https://www.l-com.cn/fiber-optic-patch-cable-sc-sc-duplex-50-125-multimode-om5-lszh-2-meter-fca-scsc-dpm5z-02
FCA-SCSC-DPM5Z-01 | 光纤跳线SC到SC双芯50/125多模 OM5， 低烟无卤，1米 | 13.646 | https://www.l-com.cn/fiber-optic-patch-cable-sc-sc-duplex-50-125-multimode-om5-lszh-1-meter-fca-scsc-dpm5z-01
FCA-SCSC-DPM5P-15 | 光纤跳线SC到SC双芯50/125多模 OM5，OFNP阻燃等级，15米 | 71.9833 | https://www.l-com.cn/fiber-optic-patch-cable-sc-sc-duplex-50-125-multimode-om5-ofnp-15-meter-fca-scsc-dpm5p-15
FCA-SCSC-DPM5P-10 | 光纤跳线SC到SC双芯50/125多模 OM5，OFNP阻燃等级，10米 | 51.31 | https://www.l-com.cn/fiber-optic-patch-cable-sc-sc-duplex-50-125-multimode-om5-ofnp-10-meter-fca-scsc-dpm5p-10
FCA-SCSC-DPM5P-07 | 光纤跳线SC到SC双芯50/125多模 OM5，OFNP阻燃等级，7米 | 38.91 | https://www.l-com.cn/fiber-optic-patch-cable-sc-sc-duplex-50-125-multimode-om5-ofnp-7-meter-fca-scsc-dpm5p-07
FCA-SCSC-DPM5P-05 | 光纤跳线SC到SC双芯50/125多模 OM5，OFNP阻燃等级，5米 | 30.64 | https://www.l-com.cn/fiber-optic-patch-cable-sc-sc-duplex-50-125-multimode-om5-ofnp-5-meter-fca-scsc-dpm5p-05
FCA-SCSC-DPM5P-03 | 光纤跳线SC到SC双芯50/125多模 OM5，OFNP阻燃等级，3米 | 22.372 | https://www.l-com.cn/fiber-optic-patch-cable-sc-sc-duplex-50-125-multimode-om5-ofnp-3-meter-fca-scsc-dpm5p-03
FCA-SCSC-DPM5P-02 | 光纤跳线SC到SC双芯50/125多模 OM5，OFNP阻燃等级，2米 | 18.239 | https://www.l-com.cn/fiber-optic-patch-cable-sc-sc-duplex-50-125-multimode-om5-ofnp-2-meter-fca-scsc-dpm5p-02
FCA-SCSC-DPM5P-01 | 光纤跳线SC到SC双芯50/125多模 OM5，OFNP阻燃等级，1米 | 14.106 | https://www.l-com.cn/fiber-optic-patch-cable-sc-sc-duplex-50-125-multimode-om5-ofnp-1-meter-fca-scsc-dpm5p-01
FCA-SCSC-DPM4Z-15 | 光纤跳线SC到SC双芯50/125多模 OM4， 低烟无卤，15米 | 38 | https://www.l-com.cn/fiber-optic-patch-cable-sc-sc-duplex-50-125-multimode-om4-lszh-15-meter-fca-scsc-dpm4z-15
FCA-SCSC-DPM4Z-10 | 光纤跳线SC到SC双芯50/125多模 OM4， 低烟无卤，10米 | 28.65 | https://www.l-com.cn/fiber-optic-patch-cable-sc-sc-duplex-50-125-multimode-om4-lszh-10-meter-fca-scsc-dpm4z-10
FCA-SCSC-DPM4Z-07 | 光纤跳线SC到SC双芯50/125多模 OM4， 低烟无卤，7米 | 23.05 | https://www.l-com.cn/fiber-optic-patch-cable-sc-sc-duplex-50-125-multimode-om4-lszh-7-meter-fca-scsc-dpm4z-07
FCA-SCSC-DPM4Z-05 | 光纤跳线SC到SC双芯50/125多模 OM4， 低烟无卤，5米 | 19.31 | https://www.l-com.cn/fiber-optic-patch-cable-sc-sc-duplex-50-125-multimode-om4-lszh-5-meter-fca-scsc-dpm4z-05
FCA-SCSC-DPM4Z-03 | 光纤跳线SC到SC双芯50/125多模 OM4， 低烟无卤，3米 | 15.575 | https://www.l-com.cn/fiber-optic-patch-cable-sc-sc-duplex-50-125-multimode-om4-lszh-3-meter-fca-scsc-dpm4z-03
FCA-SCSC-DPM4Z-02 | 光纤跳线SC到SC双芯50/125多模 OM4， 低烟无卤，2米 | 13.708 | https://www.l-com.cn/fiber-optic-patch-cable-sc-sc-duplex-50-125-multimode-om4-lszh-2-meter-fca-scsc-dpm4z-02
FCA-SCSC-DPM4Z-01 | 光纤跳线SC到SC双芯50/125多模 OM4， 低烟无卤，1米 | 11.841 | https://www.l-com.cn/fiber-optic-patch-cable-sc-sc-duplex-50-125-multimode-om4-lszh-1-meter-fca-scsc-dpm4z-01
FCA-SCSC-DPM4P-15 | 光纤跳线SC到SC双芯50/125多模 OM4，OFNP阻燃等级，15米 | 45.6467 | https://www.l-com.cn/fiber-optic-patch-cable-sc-sc-duplex-50-125-multimode-om4-ofnp-15-meter-fca-scsc-dpm4p-15
FCA-SCSC-DPM4P-10 | 光纤跳线SC到SC双芯50/125多模 OM4，OFNP阻燃等级，10米 | 33.75 | https://www.l-com.cn/fiber-optic-patch-cable-sc-sc-duplex-50-125-multimode-om4-ofnp-10-meter-fca-scsc-dpm4p-10
FCA-SCSC-DPM4P-07 | 光纤跳线SC到SC双芯50/125多模 OM4，OFNP阻燃等级，7米 | 26.62 | https://www.l-com.cn/fiber-optic-patch-cable-sc-sc-duplex-50-125-multimode-om4-ofnp-7-meter-fca-scsc-dpm4p-07
FCA-SCSC-DPM4P-05 | 光纤跳线SC到SC双芯50/125多模 OM4，OFNP阻燃等级，5米 | 21.86 | https://www.l-com.cn/fiber-optic-patch-cable-sc-sc-duplex-50-125-multimode-om4-ofnp-5-meter-fca-scsc-dpm4p-05
FCA-SCSC-DPM4P-03 | 光纤跳线SC到SC双芯50/125多模 OM4，OFNP阻燃等级，3米 | 17.106 | https://www.l-com.cn/fiber-optic-patch-cable-sc-sc-duplex-50-125-multimode-om4-ofnp-3-meter-fca-scsc-dpm4p-03
FCA-SCSC-DPM4P-02 | 光纤跳线SC到SC双芯50/125多模 OM4，OFNP阻燃等级，2米 | 14.726 | https://www.l-com.cn/fiber-optic-patch-cable-sc-sc-duplex-50-125-multimode-om4-ofnp-2-meter-fca-scsc-dpm4p-02
FCA-SCSC-DPM4P-01 | 光纤跳线SC到SC双芯50/125多模 OM4，OFNP阻燃等级，1米 | 12.345 | https://www.l-com.cn/fiber-optic-patch-cable-sc-sc-duplex-50-125-multimode-om4-ofnp-1-meter-fca-scsc-dpm4p-01
FCA-SCSC-DPM3Z-15 | 光纤跳线 SC到SC双芯50/125多模 OM3， 低烟无卤，15米 | 28.6533 | https://www.l-com.cn/fiber-optic-patch-cable-sc-sc-duplex-50-125-multimode-om3-lszh-15-meter-fca-scsc-dpm3z-15
FCA-SCSC-DPM3Z-10 | 光纤跳线 SC到SC双芯50/125多模 OM3， 低烟无卤，10米 | 22.42 | https://www.l-com.cn/fiber-optic-patch-cable-sc-sc-duplex-50-125-multimode-om3-lszh-10-meter-fca-scsc-dpm3z-10
FCA-SCSC-DPM3Z-07 | 光纤跳线 SC到SC双芯50/125多模 OM3， 低烟无卤，7米 | 18.69 | https://www.l-com.cn/fiber-optic-patch-cable-sc-sc-duplex-50-125-multimode-om3-lszh-7-meter-fca-scsc-dpm3z-07
FCA-SCSC-DPM3Z-05 | 光纤跳线 SC到SC双芯50/125多模 OM3， 低烟无卤，5米 | 16.19 | https://www.l-com.cn/fiber-optic-patch-cable-sc-sc-duplex-50-125-multimode-om3-lszh-5-meter-fca-scsc-dpm3z-05
FCA-SCSC-DPM3Z-03 | 光纤跳线 SC到SC双芯50/125多模 OM3， 低烟无卤，3米 | 13.708 | https://www.l-com.cn/fiber-optic-patch-cable-sc-sc-duplex-50-125-multimode-om3-lszh-3-meter-fca-scsc-dpm3z-03
FCA-SCSC-DPM3Z-02 | 光纤跳线 SC到SC双芯50/125多模 OM3， 低烟无卤，2米 | 12.46 | https://www.l-com.cn/fiber-optic-patch-cable-sc-sc-duplex-50-125-multimode-om3-lszh-2-meter-fca-scsc-dpm3z-02
FCA-SCSC-DPM3Z-01 | 光纤跳线 SC到SC双芯50/125多模 OM3， 低烟无卤，1米 | 11.212 | https://www.l-com.cn/fiber-optic-patch-cable-sc-sc-duplex-50-125-multimode-om3-lszh-1-meter-fca-scsc-dpm3z-01
FCA-SCSC-DPM3P-15 | 光纤跳线SC到SC双芯50/125多模 OM3，OFNP阻燃等级，15米 | 34.6033 | https://www.l-com.cn/fiber-optic-patch-cable-sc-sc-duplex-50-125-multimode-om3-ofnp-15-meter-fca-scsc-dpm3p-15
FCA-SCSC-DPM3P-10 | 光纤跳线SC到SC双芯50/125多模 OM3，OFNP阻燃等级，10米 | 26.39 | https://www.l-com.cn/fiber-optic-patch-cable-sc-sc-duplex-50-125-multimode-om3-ofnp-10-meter-fca-scsc-dpm3p-10
FCA-SCSC-DPM3P-07 | 光纤跳线SC到SC双芯50/125多模 OM3，OFNP阻燃等级，7米 | 21.47 | https://www.l-com.cn/fiber-optic-patch-cable-sc-sc-duplex-50-125-multimode-om3-ofnp-7-meter-fca-scsc-dpm3p-07
FCA-SCSC-DPM3P-05 | 光纤跳线SC到SC双芯50/125多模 OM3，OFNP阻燃等级，5米 | 18.18 | https://www.l-com.cn/fiber-optic-patch-cable-sc-sc-duplex-50-125-multimode-om3-ofnp-5-meter-fca-scsc-dpm3p-05
FCA-SCSC-DPM3P-03 | 光纤跳线SC到SC双芯50/125多模 OM3，OFNP阻燃等级，3米 | 14.894 | https://www.l-com.cn/fiber-optic-patch-cable-sc-sc-duplex-50-125-multimode-om3-ofnp-3-meter-fca-scsc-dpm3p-03
FCA-SCSC-DPM3P-02 | 光纤跳线SC到SC双芯50/125多模 OM3，OFNP阻燃等级，2米 | 13.257 | https://www.l-com.cn/fiber-optic-patch-cable-sc-sc-duplex-50-125-multimode-om3-ofnp-2-meter-fca-scsc-dpm3p-02
FCA-SCSC-DPM3P-01 | 光纤跳线SC到SC双芯50/125多模 OM3，OFNP阻燃等级，1米 | 11.611 | https://www.l-com.cn/fiber-optic-patch-cable-sc-sc-duplex-50-125-multimode-om3-ofnp-1-meter-fca-scsc-dpm3p-01
FCA-SCSC-DPM2Z-15 | 光纤跳线 SC到 SC双芯50/125多模 OM2， 低烟无卤，15米 | 21.86 | https://www.l-com.cn/fiber-optic-patch-cable-sc-sc-duplex-50-125-multimode-om2-lszh-15-meter-fca-scsc-dpm2z-15
FCA-SCSC-DPM2Z-10 | 光纤跳线 SC到 SC双芯50/125多模 OM2， 低烟无卤，10米 | 17.89 | https://www.l-com.cn/fiber-optic-patch-cable-sc-sc-duplex-50-125-multimode-om2-lszh-10-meter-fca-scsc-dpm2z-10
FCA-SCSC-DPM2Z-05 | 光纤跳线 SC到 SC双芯50/125多模 OM2， 低烟无卤，5米 | 13.93 | https://www.l-com.cn/fiber-optic-patch-cable-sc-sc-duplex-50-125-multimode-om2-lszh-5-meter-fca-scsc-dpm2z-05
FCA-SCSC-DPM2Z-03 | 光纤跳线 SC到 SC双芯50/125多模 OM2， 低烟无卤，3米 | 12.345 | https://www.l-com.cn/fiber-optic-patch-cable-sc-sc-duplex-50-125-multimode-om2-lszh-3-meter-fca-scsc-dpm2z-03
FCA-SCSC-DPM2Z-02 | 光纤跳线 SC到 SC双芯50/125多模 OM2， 低烟无卤，2米 | 11.5578 | https://www.l-com.cn/fiber-optic-patch-cable-sc-sc-duplex-50-125-multimode-om2-lszh-2-meter-fca-scsc-dpm2z-02
FCA-SCSC-DPM2Z-01 | 光纤跳线 SC到 SC双芯50/125多模 OM2， 低烟无卤，1米 | 10.761 | https://www.l-com.cn/fiber-optic-patch-cable-sc-sc-duplex-50-125-multimode-om2-lszh-1-meter-fca-scsc-dpm2z-01
FCA-SCSC-DPM2P-15 | 光纤跳线SC到SC双芯50/125多模 OM2，OFNP阻燃等级，15米 | 25.2567 | https://www.l-com.cn/fiber-optic-patch-cable-sc-sc-duplex-50-125-multimode-om2-ofnp-15-meter-fca-scsc-dpm2p-15
FCA-SCSC-DPM2P-10 | 光纤跳线SC到SC双芯50/125多模 OM2，OFNP阻燃等级，10米 | 20.16 | https://www.l-com.cn/fiber-optic-patch-cable-sc-sc-duplex-50-125-multimode-om2-ofnp-10-meter-fca-scsc-dpm2p-10
FCA-SCSC-DPM2P-05 | 光纤跳线SC到SC双芯50/125多模 OM2，OFNP阻燃等级，5米 | 15.06 | https://www.l-com.cn/fiber-optic-patch-cable-sc-sc-duplex-50-125-multimode-om2-ofnp-5-meter-fca-scsc-dpm2p-05
FCA-SCSC-DPM2P-03 | 光纤跳线SC到SC双芯50/125多模 OM2，OFNP阻燃等级，3米 | 13.027 | https://www.l-com.cn/fiber-optic-patch-cable-sc-sc-duplex-50-125-multimode-om2-ofnp-3-meter-fca-scsc-dpm2p-03
FCA-SCSC-DPM2P-02 | 光纤跳线SC到SC双芯50/125多模 OM2，OFNP阻燃等级，2米 | 12.009 | https://www.l-com.cn/fiber-optic-patch-cable-sc-sc-duplex-50-125-multimode-om2-ofnp-2-meter-fca-scsc-dpm2p-02
FCA-SCSC-DPM2P-01 | 光纤跳线SC到SC双芯50/125多模 OM2，OFNP阻燃等级，1米 | 10.991 | https://www.l-com.cn/fiber-optic-patch-cable-sc-sc-duplex-50-125-multimode-om2-ofnp-1-meter-fca-scsc-dpm2p-01
FCA-SCSC-DPM1Z-15 | 光纤跳线 SC到 SC双芯 62.5/125 多模 OM1， 低烟无卤，15米 | 23.5567 | https://www.l-com.cn/fiber-optic-patch-cable-sc-sc-duplex-62.5-125-multimode-om1-lszh-15-meter-fca-scsc-dpm1z-15
FCA-SCSC-DPM1Z-10 | 光纤跳线 SC到 SC双芯 62.5/125 多模 OM1， 低烟无卤，10米 | 19.03 | https://www.l-com.cn/fiber-optic-patch-cable-sc-sc-duplex-62.5-125-multimode-om1-lszh-10-meter-fca-scsc-dpm1z-10
FCA-SCSC-DPM1Z-05 | 光纤跳线 SC到 SC双芯 62.5/125 多模 OM1， 低烟无卤，5米 | 14.5 | https://www.l-com.cn/fiber-optic-patch-cable-sc-sc-duplex-62.5-125-multimode-om1-lszh-5-meter-fca-scsc-dpm1z-05
FCA-SCSC-DPM1Z-03 | 光纤跳线SC到SC双芯 62.5/125 多模 OM1， 低烟无卤，3米 | 12.69 | https://www.l-com.cn/fiber-optic-patch-cable-sc-sc-duplex-62.5-125-multimode-om1-lszh-3-meter-fca-scsc-dpm1z-03
FCA-SCSC-DPM1Z-02 | 光纤跳线 SC到SC双芯 62.5/125 多模 OM1， 低烟无卤，2米 | 11.779 | https://www.l-com.cn/fiber-optic-patch-cable-sc-sc-duplex-62.5-125-multimode-om1-lszh-2-meter-fca-scsc-dpm1z-02
FCA-SCSC-DPM1Z-01 | 光纤跳线 SC到SC双芯 62.5/125 多模 OM1， 低烟无卤，1米 | 10.876 | https://www.l-com.cn/fiber-optic-patch-cable-sc-sc-duplex-62.5-125-multimode-om1-lszh-1-meter-fca-scsc-dpm1z-01
FCA-SCSC-DPM1P-15 | 光纤跳线SC到SC双芯62.5/125多模 OM1，OFNP阻燃等级，15米 | 29.5033 | https://www.l-com.cn/fiber-optic-patch-cable-sc-sc-duplex-62.5-125-multimode-om1-ofnp-15-meter-fca-scsc-dpm1p-15
FCA-SCSC-DPM1P-10 | 光纤跳线SC到SC双芯62.5/125多模 OM1，OFNP阻燃等级，10米 | 23.05 | https://www.l-com.cn/fiber-optic-patch-cable-sc-sc-duplex-62.5-125-multimode-om1-ofnp-10-meter-fca-scsc-dpm1p-10
FCA-SCSC-DPM1P-05 | 光纤跳线SC到SC双芯62.5/125多模 OM1，OFNP阻燃等级，5米 | 16.48 | https://www.l-com.cn/fiber-optic-patch-cable-sc-sc-duplex-62.5-125-multimode-om1-ofnp-5-meter-fca-scsc-dpm1p-05
FCA-SCSC-DPM1P-03 | 光纤跳线SC到SC双芯62.5/125多模 OM1，OFNP阻燃等级，3米 | 13.876 | https://www.l-com.cn/fiber-optic-patch-cable-sc-sc-duplex-62.5-125-multimode-om1-ofnp-3-meter-fca-scsc-dpm1p-03
FCA-SCSC-DPM1P-02 | 光纤跳线SC到SC双芯62.5/125多模 OM1，OFNP阻燃等级，2米 | 12.575 | https://www.l-com.cn/fiber-optic-patch-cable-sc-sc-duplex-62.5-125-multimode-om1-ofnp-2-meter-fca-scsc-dpm1p-02
FCA-SCSC-DPM1P-01 | 光纤跳线SC到SC双芯62.5/125多模 OM1，OFNP阻燃等级，1米 | 11.274 | https://www.l-com.cn/fiber-optic-patch-cable-sc-sc-duplex-62.5-125-multimode-om1-ofnp-1-meter-fca-scsc-dpm1p-01
FCA-SATU-DPS2Z-15 | 光纤跳线 SC/APC 到 ST/UPC双芯 9/125 单模 OS2， 低烟无卤，15米 | 18.92 | https://www.l-com.cn/fiber-optic-patch-cable-sc-apc-st-upc-duplex-9-125-single-mode-os2-lszh-15-meter-fca-satu-dps2z-15
FCA-SATU-DPS2Z-10 | 光纤跳线 SC/APC 到 ST/UPC双芯 9/125 单模 OS2， 低烟无卤，10米 | 16.09 | https://www.l-com.cn/fiber-optic-patch-cable-sc-apc-st-upc-duplex-9-125-single-mode-os2-lszh-10-meter-fca-satu-dps2z-10
FCA-SATU-DPS2Z-05 | 光纤跳线 SC/APC 到 ST/UPC双芯 9/125 单模 OS2， 低烟无卤，5米 | 13.26 | https://www.l-com.cn/fiber-optic-patch-cable-sc-apc-st-upc-duplex-9-125-single-mode-os2-lszh-5-meter-fca-satu-dps2z-05
FCA-SATU-DPS2Z-03 | 光纤跳线 SC/APC 到 ST/UPC双芯 9/125 单模 OS2， 低烟无卤，3米 | 12.124 | https://www.l-com.cn/fiber-optic-patch-cable-sc-apc-st-upc-duplex-9-125-single-mode-os2-lszh-3-meter-fca-satu-dps2z-03
FCA-SATU-DPS2Z-02 | 光纤跳线 SC/APC 到 ST/UPC双芯 9/125 单模 OS2， 低烟无卤，2米 | 11.558 | https://www.l-com.cn/fiber-optic-patch-cable-sc-apc-st-upc-duplex-9-125-single-mode-os2-lszh-2-meter-fca-satu-dps2z-02
FCA-SATU-DPS2Z-01 | 光纤跳线 SC/APC 到 ST/UPC双芯 9/125 单模 OS2， 低烟无卤，1米 | 10.991 | https://www.l-com.cn/fiber-optic-patch-cable-sc-apc-st-upc-duplex-9-125-single-mode-os2-lszh-1-meter-fca-satu-dps2z-01
FCA-SATU-DPS2P-15 | 光纤跳线SC/APC到ST/UPC双芯9/125单模OS2，OFNP阻燃等级，15米 | 24.6367 | https://www.l-com.cn/fiber-optic-patch-cable-sc-apc-st-upc-duplex-9-125-single-mode-os2-ofnp-15-meter-fca-satu-dps2p-15
FCA-SATU-DPS2P-10 | 光纤跳线SC/APC到ST/UPC双芯9/125单模OS2，OFNP阻燃等级，10米 | 19.82 | https://www.l-com.cn/fiber-optic-patch-cable-sc-apc-st-upc-duplex-9-125-single-mode-os2-ofnp-10-meter-fca-satu-dps2p-10
FCA-SATU-DPS2P-05 | 光纤跳线SC/APC到ST/UPC双芯9/125单模OS2，OFNP阻燃等级，5米 | 15.01 | https://www.l-com.cn/fiber-optic-patch-cable-sc-apc-st-upc-duplex-9-125-single-mode-os2-ofnp-5-meter-fca-satu-dps2p-05
FCA-SATU-DPS2P-03 | 光纤跳线SC/APC到ST/UPC双芯9/125单模OS2，OFNP阻燃等级，3米 | 13.08 | https://www.l-com.cn/fiber-optic-patch-cable-sc-apc-st-upc-duplex-9-125-single-mode-os2-ofnp-3-meter-fca-satu-dps2p-03
FCA-SATU-DPS2P-02 | 光纤跳线SC/APC到ST/UPC双芯9/125单模OS2，OFNP阻燃等级，2米 | 12.124 | https://www.l-com.cn/fiber-optic-patch-cable-sc-apc-st-upc-duplex-9-125-single-mode-os2-ofnp-2-meter-fca-satu-dps2p-02
FCA-SATU-DPS2P-01 | 光纤跳线SC/APC到ST/UPC双芯9/125单模OS2，OFNP阻燃等级，1米 | 11.159 | https://www.l-com.cn/fiber-optic-patch-cable-sc-apc-st-upc-duplex-9-125-single-mode-os2-ofnp-1-meter-fca-satu-dps2p-01
FCA-SASU-DPS2Z-15 | 光纤跳线 SC/APC 到SC/UPC 双芯 9/125 单模 OS2， 低烟无卤，15米 | 18.8067 | https://www.l-com.cn/fiber-optic-patch-cable-sc-apc-sc-upc-duplex-9-125-single-mode-os2-lszh-15-meter-fca-sasu-dps2z-15
FCA-SASU-DPS2Z-10 | 光纤跳线 SC/APC 到SC/UPC 双芯 9/125 单模 OS2， 低烟无卤，10米 | 15.97 | https://www.l-com.cn/fiber-optic-patch-cable-sc-apc-sc-upc-duplex-9-125-single-mode-os2-lszh-10-meter-fca-sasu-dps2z-10
FCA-SASU-DPS2Z-05 | 光纤跳线 SC/APC 到SC/UPC 双芯 9/125 单模 OS2， 低烟无卤，5米 | 13.14 | https://www.l-com.cn/fiber-optic-patch-cable-sc-apc-sc-upc-duplex-9-125-single-mode-os2-lszh-5-meter-fca-sasu-dps2z-05
FCA-SASU-DPS2Z-03 | 光纤跳线 SC/APC 到SC/UPC 双芯 9/125 单模 OS2， 低烟无卤，3米 | 12.009 | https://www.l-com.cn/fiber-optic-patch-cable-sc-apc-sc-upc-duplex-9-125-single-mode-os2-lszh-3-meter-fca-sasu-dps2z-03
FCA-SASU-DPS2Z-02 | 光纤跳线 SC/APC 到SC/UPC 双芯 9/125 单模 OS2， 低烟无卤，2米 | 11.442 | https://www.l-com.cn/fiber-optic-patch-cable-sc-apc-sc-upc-duplex-9-125-single-mode-os2-lszh-2-meter-fca-sasu-dps2z-02
FCA-SASU-DPS2Z-01 | 光纤跳线 SC/APC 到SC/UPC 双芯 9/125 单模 OS2， 低烟无卤，1米 | 10.876 | https://www.l-com.cn/fiber-optic-patch-cable-sc-apc-sc-upc-duplex-9-125-single-mode-os2-lszh-1-meter-fca-sasu-dps2z-01
FCA-SASU-DPS2P-15 | 光纤跳线SC/APC到SC/UPC双芯9/125单模OS2，OFNP阻燃等级，15米 | 24.5233 | https://www.l-com.cn/fiber-optic-patch-cable-sc-apc-sc-upc-duplex-9-125-single-mode-os2-ofnp-15-meter-fca-sasu-dps2p-15
FCA-SASU-DPS2P-10 | 光纤跳线SC/APC到SC/UPC双芯9/125单模OS2，OFNP阻燃等级，10米 | 19.71 | https://www.l-com.cn/fiber-optic-patch-cable-sc-apc-sc-upc-duplex-9-125-single-mode-os2-ofnp-10-meter-fca-sasu-dps2p-10
FCA-SASU-DPS2P-05 | 光纤跳线SC/APC到SC/UPC双芯9/125单模OS2，OFNP阻燃等级，5米 | 14.89 | https://www.l-com.cn/fiber-optic-patch-cable-sc-apc-sc-upc-duplex-9-125-single-mode-os2-ofnp-5-meter-fca-sasu-dps2p-05
FCA-SASU-DPS2P-03 | 光纤跳线SC/APC到SC/UPC双芯9/125单模OS2，OFNP阻燃等级，3米 | 12.973 | https://www.l-com.cn/fiber-optic-patch-cable-sc-apc-sc-upc-duplex-9-125-single-mode-os2-ofnp-3-meter-fca-sasu-dps2p-03
FCA-SASU-DPS2P-02 | 光纤跳线SC/APC到SC/UPC双芯9/125单模OS2，OFNP阻燃等级，2米 | 12.009 | https://www.l-com.cn/fiber-optic-patch-cable-sc-apc-sc-upc-duplex-9-125-single-mode-os2-ofnp-2-meter-fca-sasu-dps2p-02
FCA-SASU-DPS2P-01 | 光纤跳线SC/APC到SC/UPC双芯9/125单模OS2，OFNP阻燃等级，1米 | 11.044 | https://www.l-com.cn/fiber-optic-patch-cable-sc-apc-sc-upc-duplex-9-125-single-mode-os2-ofnp-1-meter-fca-sasu-dps2p-01
FCA-SASA-DPS2Z-15 | 光纤跳线SC/APC 到SC/APC 双芯 9/125 单模 OS2， 低烟无卤，15米 | 18.92 | https://www.l-com.cn/fiber-optic-patch-cable-sc-apc-sc-apc-duplex-9-125-single-mode-os2-lszh-15-meter-fca-sasa-dps2z-15
FCA-SASA-DPS2Z-10 | 光纤跳线SC/APC 到SC/APC 双芯 9/125 单模 OS2， 低烟无卤，10米 | 16.09 | https://www.l-com.cn/fiber-optic-patch-cable-sc-apc-sc-apc-duplex-9-125-single-mode-os2-lszh-10-meter-fca-sasa-dps2z-10
FCA-SASA-DPS2Z-05 | 光纤跳线SC/APC 到SC/APC 双芯 9/125 单模 OS2， 低烟无卤，5米 | 13.26 | https://www.l-com.cn/fiber-optic-patch-cable-sc-apc-sc-apc-duplex-9-125-single-mode-os2-lszh-5-meter-fca-sasa-dps2z-05
FCA-SASA-DPS2Z-03 | 光纤跳线SC/APC 到SC/APC 双芯 9/125 单模 OS2， 低烟无卤，3米 | 12.124 | https://www.l-com.cn/fiber-optic-patch-cable-sc-apc-sc-apc-duplex-9-125-single-mode-os2-lszh-3-meter-fca-sasa-dps2z-03
FCA-SASA-DPS2Z-02 | 光纤跳线SC/APC 到SC/APC 双芯 9/125 单模 OS2， 低烟无卤，2米 | 11.558 | https://www.l-com.cn/fiber-optic-patch-cable-sc-apc-sc-apc-duplex-9-125-single-mode-os2-lszh-2-meter-fca-sasa-dps2z-02
FCA-SASA-DPS2Z-01 | 光纤跳线SC/APC 到SC/APC 双芯 9/125 单模 OS2， 低烟无卤，1米 | 10.991 | https://www.l-com.cn/fiber-optic-patch-cable-sc-apc-sc-apc-duplex-9-125-single-mode-os2-lszh-1-meter-fca-sasa-dps2z-01
FCA-SASA-DPS2P-15 | 光纤跳线SC/APC到SC/APC双芯9/125单模OS2，OFNP阻燃等级，15米 | 24.6367 | https://www.l-com.cn/fiber-optic-patch-cable-sc-apc-sc-apc-duplex-9-125-single-mode-os2-ofnp-15-meter-fca-sasa-dps2p-15
FCA-SASA-DPS2P-10 | 光纤跳线SC/APC到SC/APC双芯9/125单模OS2，OFNP阻燃等级，10米 | 19.82 | https://www.l-com.cn/fiber-optic-patch-cable-sc-apc-sc-apc-duplex-9-125-single-mode-os2-ofnp-10-meter-fca-sasa-dps2p-10
FCA-SASA-DPS2P-05 | 光纤跳线SC/APC到SC/APC双芯9/125单模OS2，OFNP阻燃等级，5米 | 15.01 | https://www.l-com.cn/fiber-optic-patch-cable-sc-apc-sc-apc-duplex-9-125-single-mode-os2-ofnp-5-meter-fca-sasa-dps2p-05
FCA-SASA-DPS2P-03 | 光纤跳线SC/APC到SC/APC双芯9/125单模OS2，OFNP阻燃等级，3米 | 13.08 | https://www.l-com.cn/fiber-optic-patch-cable-sc-apc-sc-apc-duplex-9-125-single-mode-os2-ofnp-3-meter-fca-sasa-dps2p-03
FCA-SASA-DPS2P-02 | 光纤跳线SC/APC到SC/APC双芯9/125单模OS2，OFNP阻燃等级，2米 | 12.124 | https://www.l-com.cn/fiber-optic-patch-cable-sc-apc-sc-apc-duplex-9-125-single-mode-os2-ofnp-2-meter-fca-sasa-dps2p-02
FCA-SASA-DPS2P-01 | 光纤跳线SC/APC到SC/APC双芯9/125单模OS2，OFNP阻燃等级，1米 | 11.159 | https://www.l-com.cn/fiber-optic-patch-cable-sc-apc-sc-apc-duplex-9-125-single-mode-os2-ofnp-1-meter-fca-sasa-dps2p-01
FCA-SALU-DPS2Z-15 | 光纤跳线 SC/APC 到LC/UPC 双芯 9/125 单模 OS2， 低烟无卤，15米 | 18.8067 | https://www.l-com.cn/fiber-optic-patch-cable-sc-apc-lc-upc-duplex-9-125-single-mode-os2-lszh-15-meter-fca-salu-dps2z-15
FCA-SALU-DPS2Z-10 | 光纤跳线 SC/APC 到LC/UPC 双芯 9/125 单模 OS2， 低烟无卤，10米 | 15.97 | https://www.l-com.cn/fiber-optic-patch-cable-sc-apc-lc-upc-duplex-9-125-single-mode-os2-lszh-10-meter-fca-salu-dps2z-10
FCA-SALU-DPS2Z-05 | 光纤跳线 SC/APC 到LC/UPC 双芯 9/125 单模 OS2， 低烟无卤，5米 | 13.14 | https://www.l-com.cn/fiber-optic-patch-cable-sc-apc-lc-upc-duplex-9-125-single-mode-os2-lszh-5-meter-fca-salu-dps2z-05
FCA-SALU-DPS2Z-03 | 光纤跳线 SC/APC 到LC/UPC 双芯 9/125 单模 OS2， 低烟无卤，3米 | 12.009 | https://www.l-com.cn/fiber-optic-patch-cable-sc-apc-lc-upc-duplex-9-125-single-mode-os2-lszh-3-meter-fca-salu-dps2z-03
FCA-SALU-DPS2Z-02 | 光纤跳线 SC/APC 到LC/UPC 双芯 9/125 单模 OS2， 低烟无卤，2米 | 11.442 | https://www.l-com.cn/fiber-optic-patch-cable-sc-apc-lc-upc-duplex-9-125-single-mode-os2-lszh-2-meter-fca-salu-dps2z-02
FCA-SALU-DPS2Z-01 | 光纤跳线 SC/APC 到LC/UPC 双芯 9/125 单模 OS2， 低烟无卤，1米 | 10.876 | https://www.l-com.cn/fiber-optic-patch-cable-sc-apc-lc-upc-duplex-9-125-single-mode-os2-lszh-1-meter-fca-salu-dps2z-01
FCA-SALU-DPS2P-15 | 光纤跳线SC/APC到LC/UPC双芯9/125单模OS2，OFNP阻燃等级，15米 | 24.5233 | https://www.l-com.cn/fiber-optic-patch-cable-sc-apc-lc-upc-duplex-9-125-single-mode-os2-ofnp-15-meter-fca-salu-dps2p-15
FCA-SALU-DPS2P-10 | 光纤跳线SC/APC到LC/UPC双芯9/125单模OS2，OFNP阻燃等级，10米 | 19.71 | https://www.l-com.cn/fiber-optic-patch-cable-sc-apc-lc-upc-duplex-9-125-single-mode-os2-ofnp-10-meter-fca-salu-dps2p-10
FCA-SALU-DPS2P-05 | 光纤跳线SC/APC到LC/UPC双芯9/125单模OS2，OFNP阻燃等级，5米 | 14.89 | https://www.l-com.cn/fiber-optic-patch-cable-sc-apc-lc-upc-duplex-9-125-single-mode-os2-ofnp-5-meter-fca-salu-dps2p-05
FCA-SALU-DPS2P-03 | 光纤跳线SC/APC到LC/UPC双芯9/125单模OS2，OFNP阻燃等级，3米 | 12.973 | https://www.l-com.cn/fiber-optic-patch-cable-sc-apc-lc-upc-duplex-9-125-single-mode-os2-ofnp-3-meter-fca-salu-dps2p-03
FCA-SALU-DPS2P-02 | 光纤跳线SC/APC到LC/UPC双芯9/125单模OS2，OFNP阻燃等级，2米 | 12.009 | https://www.l-com.cn/fiber-optic-patch-cable-sc-apc-lc-upc-duplex-9-125-single-mode-os2-ofnp-2-meter-fca-salu-dps2p-02
FCA-SALU-DPS2P-01 | 光纤跳线SC/APC到LC/UPC双芯9/125单模OS2，OFNP阻燃等级，1米 | 11.044 | https://www.l-com.cn/fiber-optic-patch-cable-sc-apc-lc-upc-duplex-9-125-single-mode-os2-ofnp-1-meter-fca-salu-dps2p-01
FCA-SAFU-DPS2Z-15 | 光纤跳线 SC/APC 到FC/UPC 双芯 9/125 单模 OS2， 低烟无卤，15米 | 18.92 | https://www.l-com.cn/fiber-optic-patch-cable-sc-apc-fc-upc-duplex-9-125-single-mode-os2-lszh-15-meter-fca-safu-dps2z-15
FCA-SAFU-DPS2Z-10 | 光纤跳线 SC/APC 到FC/UPC 双芯 9/125 单模 OS2， 低烟无卤，10米 | 16.09 | https://www.l-com.cn/fiber-optic-patch-cable-sc-apc-fc-upc-duplex-9-125-single-mode-os2-lszh-10-meter-fca-safu-dps2z-10
FCA-SAFU-DPS2Z-05 | 光纤跳线 SC/APC 到FC/UPC 双芯 9/125 单模 OS2， 低烟无卤，5米 | 13.26 | https://www.l-com.cn/fiber-optic-patch-cable-sc-apc-fc-upc-duplex-9-125-single-mode-os2-lszh-5-meter-fca-safu-dps2z-05
FCA-SAFU-DPS2Z-03 | 光纤跳线 SC/APC 到FC/UPC 双芯 9/125 单模 OS2， 低烟无卤，3米 | 12.124 | https://www.l-com.cn/fiber-optic-patch-cable-sc-apc-fc-upc-duplex-9-125-single-mode-os2-lszh-3-meter-fca-safu-dps2z-03
FCA-SAFU-DPS2Z-02 | 光纤跳线 SC/APC 到FC/UPC 双芯 9/125 单模 OS2， 低烟无卤，2米 | 11.558 | https://www.l-com.cn/fiber-optic-patch-cable-sc-apc-fc-upc-duplex-9-125-single-mode-os2-lszh-2-meter-fca-safu-dps2z-02
FCA-SAFU-DPS2Z-01 | 光纤跳线 SC/APC 到FC/UPC 双芯 9/125 单模 OS2， 低烟无卤，1米 | 10.991 | https://www.l-com.cn/fiber-optic-patch-cable-sc-apc-fc-upc-duplex-9-125-single-mode-os2-lszh-1-meter-fca-safu-dps2z-01
FCA-SAFU-DPS2P-15 | 光纤跳线SC/APC到FC/UPC双芯9/125单模OS2，OFNP阻燃等级，15米 | 24.6367 | https://www.l-com.cn/fiber-optic-patch-cable-sc-apc-fc-upc-duplex-9-125-single-mode-os2-ofnp-15-meter-fca-safu-dps2p-15
FCA-SAFU-DPS2P-10 | 光纤跳线SC/APC到FC/UPC双芯9/125单模OS2，OFNP阻燃等级，10米 | 19.82 | https://www.l-com.cn/fiber-optic-patch-cable-sc-apc-fc-upc-duplex-9-125-single-mode-os2-ofnp-10-meter-fca-safu-dps2p-10
FCA-SAFU-DPS2P-05 | 光纤跳线SC/APC到FC/UPC双芯9/125单模OS2，OFNP阻燃等级，5米 | 15.01 | https://www.l-com.cn/fiber-optic-patch-cable-sc-apc-fc-upc-duplex-9-125-single-mode-os2-ofnp-5-meter-fca-safu-dps2p-05
FCA-SAFU-DPS2P-03 | 光纤跳线SC/APC到FC/UPC双芯9/125单模OS2，OFNP阻燃等级，3米 | 13.08 | https://www.l-com.cn/fiber-optic-patch-cable-sc-apc-fc-upc-duplex-9-125-single-mode-os2-ofnp-3-meter-fca-safu-dps2p-03
FCA-SAFU-DPS2P-02 | 光纤跳线SC/APC到FC/UPC双芯9/125单模OS2，OFNP阻燃等级，2米 | 12.124 | https://www.l-com.cn/fiber-optic-patch-cable-sc-apc-fc-upc-duplex-9-125-single-mode-os2-ofnp-2-meter-fca-safu-dps2p-02
FCA-SAFU-DPS2P-01 | 光纤跳线SC/APC到FC/UPC双芯9/125单模OS2，OFNP阻燃等级，1米 | 11.159 | https://www.l-com.cn/fiber-optic-patch-cable-sc-apc-fc-upc-duplex-9-125-single-mode-os2-ofnp-1-meter-fca-safu-dps2p-01
FCA-LCST-DPS1Z-15 | 光纤跳线 LC 到 ST 双芯 9/125 单模 OS1， 低烟无卤，15米 | 18.8067 | https://www.l-com.cn/fiber-optic-patch-cable-lc-st-duplex-9-125-single-mode-os1-lszh-15-meter-fca-lcst-dps1z-15
FCA-LCST-DPS1Z-10 | 光纤跳线 LC 到 ST 双芯 9/125 单模 OS1， 低烟无卤，10米 | 15.97 | https://www.l-com.cn/fiber-optic-patch-cable-lc-st-duplex-9-125-single-mode-os1-lszh-10-meter-fca-lcst-dps1z-10
FCA-LCST-DPS1Z-05 | 光纤跳线 LC 到 ST 双芯 9/125 单模 OS1， 低烟无卤，5米 | 13.14 | https://www.l-com.cn/fiber-optic-patch-cable-lc-st-duplex-9-125-single-mode-os1-lszh-5-meter-fca-lcst-dps1z-05
FCA-LCST-DPS1Z-03 | 光纤跳线 LC 到 ST 双芯 9/125 单模 OS1， 低烟无卤，3米 | 12.009 | https://www.l-com.cn/fiber-optic-patch-cable-lc-st-duplex-9-125-single-mode-os1-lszh-3-meter-fca-lcst-dps1z-03
FCA-LCST-DPS1Z-02 | 光纤跳线 LC 到 ST 双芯 9/125 单模 OS1， 低烟无卤，2米 | 11.442 | https://www.l-com.cn/fiber-optic-patch-cable-lc-st-duplex-9-125-single-mode-os1-lszh-2-meter-fca-lcst-dps1z-02
FCA-LCST-DPS1Z-01 | 光纤跳线 LC 到 ST 双芯 9/125 单模 OS1， 低烟无卤，1米 | 10.876 | https://www.l-com.cn/fiber-optic-patch-cable-lc-st-duplex-9-125-single-mode-os1-lszh-1-meter-fca-lcst-dps1z-01
FCA-LCST-DPS1P-15 | 光纤跳线LC到ST双芯9/125单模 OS1，OFNP阻燃等级，15米 | 24.5233 | https://www.l-com.cn/fiber-optic-patch-cable-lc-st-duplex-9-125-single-mode-os1-ofnp-15-meter-fca-lcst-dps1p-15
FCA-LCST-DPS1P-10 | 光纤跳线LC到ST双芯9/125单模 OS1，OFNP阻燃等级，10米 | 19.71 | https://www.l-com.cn/fiber-optic-patch-cable-lc-st-duplex-9-125-single-mode-os1-ofnp-10-meter-fca-lcst-dps1p-10
FCA-LCST-DPS1P-05 | 光纤跳线LC到ST双芯9/125单模 OS1，OFNP阻燃等级，3米 | 14.89 | https://www.l-com.cn/fiber-optic-patch-cable-lc-st-duplex-9-125-single-mode-os1-ofnp-5-meter-fca-lcst-dps1p-05
FCA-LCST-DPS1P-03 | 光纤跳线LC到ST双芯9/125单模 OS1，OFNP阻燃等级，3米 | 12.973 | https://www.l-com.cn/fiber-optic-patch-cable-lc-st-duplex-9-125-single-mode-os1-ofnp-3-meter-fca-lcst-dps1p-03
FCA-LCST-DPS1P-02 | 光纤跳线LC到ST双芯9/125单模 OS1，OFNP阻燃等级，2米 | 12.009 | https://www.l-com.cn/fiber-optic-patch-cable-lc-st-duplex-9-125-single-mode-os1-ofnp-2-meter-fca-lcst-dps1p-02
FCA-LCST-DPS1P-01 | 光纤跳线LC到ST双芯9/125单模 OS1，OFNP阻燃等级，1米 | 11.044 | https://www.l-com.cn/fiber-optic-patch-cable-lc-st-duplex-9-125-single-mode-os1-ofnp-1-meter-fca-lcst-dps1p-01
FCA-LCST-DPM4Z-15 | 光纤跳线LC到ST双芯50/125多模 OM4， 低烟无卤，15米 | 38.1167 | https://www.l-com.cn/fiber-optic-patch-cable-lc-st-duplex-50-125-multimode-om4-lszh-15-meter-fca-lcst-dpm4z-15
FCA-LCST-DPM4Z-10 | 光纤跳线LC到ST双芯50/125多模 OM4， 低烟无卤，10米 | 28.77 | https://www.l-com.cn/fiber-optic-patch-cable-lc-st-duplex-50-125-multimode-om4-lszh-10-meter-fca-lcst-dpm4z-10
FCA-LCST-DPM4Z-07 | 光纤跳线LC到ST双芯50/125多模 OM4， 低烟无卤，7米 | 23.17 | https://www.l-com.cn/fiber-optic-patch-cable-lc-st-duplex-50-125-multimode-om4-lszh-7-meter-fca-lcst-dpm4z-07
FCA-LCST-DPM4Z-05 | 光纤跳线LC到ST双芯50/125多模 OM4， 低烟无卤，5米 | 19.42 | https://www.l-com.cn/fiber-optic-patch-cable-lc-st-duplex-50-125-multimode-om4-lszh-5-meter-fca-lcst-dpm4z-05
FCA-LCST-DPM4Z-03 | 光纤跳线LC到ST双芯50/125多模 OM4， 低烟无卤，3米 | 15.69 | https://www.l-com.cn/fiber-optic-patch-cable-lc-st-duplex-50-125-multimode-om4-lszh-3-meter-fca-lcst-dpm4z-03
FCA-LCST-DPM4Z-02 | 光纤跳线LC到ST双芯50/125多模 OM4， 低烟无卤，2米 | 13.823 | https://www.l-com.cn/fiber-optic-patch-cable-lc-st-duplex-50-125-multimode-om4-lszh-2-meter-fca-lcst-dpm4z-02
FCA-LCST-DPM4Z-01 | 光纤跳线LC到ST双芯50/125多模 OM4， 低烟无卤，1米 | 11.947 | https://www.l-com.cn/fiber-optic-patch-cable-lc-st-duplex-50-125-multimode-om4-lszh-1-meter-fca-lcst-dpm4z-01
FCA-LCST-DPM4P-15 | 光纤跳线LC到ST双芯50/125多模 OM4，OFNP阻燃等级，15米 | 45.76 | https://www.l-com.cn/fiber-optic-patch-cable-lc-st-duplex-50-125-multimode-om4-ofnp-15-meter-fca-lcst-dpm4p-15
FCA-LCST-DPM4P-10 | 光纤跳线LC到ST双芯50/125多模 OM4，OFNP阻燃等级，10米 | 33.87 | https://www.l-com.cn/fiber-optic-patch-cable-lc-st-duplex-50-125-multimode-om4-ofnp-10-meter-fca-lcst-dpm4p-10
FCA-LCST-DPM4P-07 | 光纤跳线LC到ST双芯50/125多模 OM4，OFNP阻燃等级，7米 | 26.73 | https://www.l-com.cn/fiber-optic-patch-cable-lc-st-duplex-50-125-multimode-om4-ofnp-7-meter-fca-lcst-dpm4p-07
FCA-LCST-DPM4P-05 | 光纤跳线LC到ST双芯50/125多模 OM4，OFNP阻燃等级，5米 | 21.97 | https://www.l-com.cn/fiber-optic-patch-cable-lc-st-duplex-50-125-multimode-om4-ofnp-5-meter-fca-lcst-dpm4p-05
FCA-LCST-DPM4P-03 | 光纤跳线LC到ST双芯50/125多模 OM4，OFNP阻燃等级，3米 | 17.221 | https://www.l-com.cn/fiber-optic-patch-cable-lc-st-duplex-50-125-multimode-om4-ofnp-3-meter-fca-lcst-dpm4p-03
FCA-LCST-DPM4P-02 | 光纤跳线LC到ST双芯50/125多模 OM4，OFNP阻燃等级，2米 | 14.841 | https://www.l-com.cn/fiber-optic-patch-cable-lc-st-duplex-50-125-multimode-om4-ofnp-2-meter-fca-lcst-dpm4p-02
FCA-LCST-DPM4P-01 | 光纤跳线LC到ST双芯50/125多模 OM4，OFNP阻燃等级，1米 | 12.46 | https://www.l-com.cn/fiber-optic-patch-cable-lc-st-duplex-50-125-multimode-om4-ofnp-1-meter-fca-lcst-dpm4p-01
FCA-LCST-DPM3Z-15 | 光纤跳线LC到ST双芯50/125多模 OM3， 低烟无卤，15米 | 28.77 | https://www.l-com.cn/fiber-optic-patch-cable-lc-st-duplex-50-125-multimode-om3-lszh-15-meter-fca-lcst-dpm3z-15
FCA-LCST-DPM3Z-10 | 光纤跳线LC到ST双芯50/125多模 OM3， 低烟无卤，10米 | 22.54 | https://www.l-com.cn/fiber-optic-patch-cable-lc-st-duplex-50-125-multimode-om3-lszh-10-meter-fca-lcst-dpm3z-10
FCA-LCST-DPM3Z-07 | 光纤跳线LC到ST双芯50/125多模 OM3， 低烟无卤，7米 | 18.81 | https://www.l-com.cn/fiber-optic-patch-cable-lc-st-duplex-50-125-multimode-om3-lszh-7-meter-fca-lcst-dpm3z-07
FCA-LCST-DPM3Z-05 | 光纤跳线LC到ST双芯50/125多模 OM3， 低烟无卤，5米 | 16.31 | https://www.l-com.cn/fiber-optic-patch-cable-lc-st-duplex-50-125-multimode-om3-lszh-5-meter-fca-lcst-dpm3z-05
FCA-LCST-DPM3Z-03 | 光纤跳线LC到ST双芯50/125多模 OM3， 低烟无卤，3米 | 13.823 | https://www.l-com.cn/fiber-optic-patch-cable-lc-st-duplex-50-125-multimode-om3-lszh-3-meter-fca-lcst-dpm3z-03
FCA-LCST-DPM3Z-02 | 光纤跳线LC到ST双芯50/125多模 OM3， 低烟无卤，2米 | 12.575 | https://www.l-com.cn/fiber-optic-patch-cable-lc-st-duplex-50-125-multimode-om3-lszh-2-meter-fca-lcst-dpm3z-02
FCA-LCST-DPM3Z-01 | 光纤跳线LC到ST双芯50/125多模 OM3， 低烟无卤，1米 | 11.3275 | https://www.l-com.cn/fiber-optic-patch-cable-lc-st-duplex-50-125-multimode-om3-lszh-1-meter-fca-lcst-dpm3z-01
FCA-LCST-DPM3P-15 | 光纤跳线LC到ST双芯50/125多模 OM3，OFNP阻燃等级，15米 | 34.7167 | https://www.l-com.cn/fiber-optic-patch-cable-lc-st-duplex-50-125-multimode-om3-ofnp-15-meter-fca-lcst-dpm3p-15
FCA-LCST-DPM3P-10 | 光纤跳线LC到ST双芯50/125多模 OM3，OFNP阻燃等级，10米 | 26.5 | https://www.l-com.cn/fiber-optic-patch-cable-lc-st-duplex-50-125-multimode-om3-ofnp-10-meter-fca-lcst-dpm3p-10
FCA-LCST-DPM3P-07 | 光纤跳线LC到ST双芯50/125多模 OM3，OFNP阻燃等级，7米 | 21.58 | https://www.l-com.cn/fiber-optic-patch-cable-lc-st-duplex-50-125-multimode-om3-ofnp-7-meter-fca-lcst-dpm3p-07
FCA-LCST-DPM3P-05 | 光纤跳线LC到ST双芯50/125多模 OM3，OFNP阻燃等级，5米 | 18.29 | https://www.l-com.cn/fiber-optic-patch-cable-lc-st-duplex-50-125-multimode-om3-ofnp-5-meter-fca-lcst-dpm3p-05
FCA-LCST-DPM3P-03 | 光纤跳线LC到ST双芯50/125多模 OM3，OFNP阻燃等级，3米 | 15.009 | https://www.l-com.cn/fiber-optic-patch-cable-lc-st-duplex-50-125-multimode-om3-ofnp-3-meter-fca-lcst-dpm3p-03
FCA-LCST-DPM3P-02 | 光纤跳线LC到ST双芯50/125多模 OM3，OFNP阻燃等级，2米 | 13.363 | https://www.l-com.cn/fiber-optic-patch-cable-lc-st-duplex-50-125-multimode-om3-ofnp-2-meter-fca-lcst-dpm3p-02
FCA-LCST-DPM3P-01 | 光纤跳线LC到ST双芯50/125多模 OM3，OFNP阻燃等级，1米 | 11.726 | https://www.l-com.cn/fiber-optic-patch-cable-lc-st-duplex-50-125-multimode-om3-ofnp-1-meter-fca-lcst-dpm3p-01
FCA-LCST-DPM2Z-15 | 光纤跳线 LC到 ST双芯50/125多模 OM2， 低烟无卤，15米 | 21.9733 | https://www.l-com.cn/fiber-optic-patch-cable-lc-st-duplex-50-125-multimode-om2-lszh-15-meter-fca-lcst-dpm2z-15
FCA-LCST-DPM2Z-10 | 光纤跳线 LC到 ST双芯50/125多模 OM2， 低烟无卤，10米 | 18.01 | https://www.l-com.cn/fiber-optic-patch-cable-lc-st-duplex-50-125-multimode-om2-lszh-10-meter-fca-lcst-dpm2z-10
FCA-LCST-DPM2Z-05 | 光纤跳线 LC到 ST双芯50/125多模 OM2， 低烟无卤，5米 | 14.04 | https://www.l-com.cn/fiber-optic-patch-cable-lc-st-duplex-50-125-multimode-om2-lszh-5-meter-fca-lcst-dpm2z-05
FCA-LCST-DPM2Z-03 | 光纤跳线 LC到 ST双芯50/125多模 OM2， 低烟无卤，3米 | 12.46 | https://www.l-com.cn/fiber-optic-patch-cable-lc-st-duplex-50-125-multimode-om2-lszh-3-meter-fca-lcst-dpm2z-03
FCA-LCST-DPM2Z-02 | 光纤跳线 LC到 ST双芯50/125多模 OM2， 低烟无卤，2米 | 11.664 | https://www.l-com.cn/fiber-optic-patch-cable-lc-st-duplex-50-125-multimode-om2-lszh-2-meter-fca-lcst-dpm2z-02
FCA-LCST-DPM2Z-01 | 光纤跳线 LC到 ST双芯50/125 多模 OM2， 低烟无卤，1米 | 10.876 | https://www.l-com.cn/fiber-optic-patch-cable-lc-st-duplex-50-125-multimode-om2-lszh-1-meter-fca-lcst-dpm2z-01
FCA-LCST-DPM2P-15 | 光纤跳线LC到ST双芯50/125多模 OM2，OFNP阻燃等级，15米 | 25.3733 | https://www.l-com.cn/fiber-optic-patch-cable-lc-st-duplex-50-125-multimode-om2-ofnp-15-meter-fca-lcst-dpm2p-15
FCA-LCST-DPM2P-10 | 光纤跳线LC到ST双芯50/125多模 OM2，OFNP阻燃等级，10米 | 20.27 | https://www.l-com.cn/fiber-optic-patch-cable-lc-st-duplex-50-125-multimode-om2-ofnp-10-meter-fca-lcst-dpm2p-10
FCA-LCST-DPM2P-05 | 光纤跳线LC到ST双芯50/125多模 OM2，OFNP阻燃等级，5米 | 15.18 | https://www.l-com.cn/fiber-optic-patch-cable-lc-st-duplex-50-125-multimode-om2-ofnp-5-meter-fca-lcst-dpm2p-05
FCA-LCST-DPM2P-02 | 光纤跳线LC到ST双芯50/125多模 OM2，OFNP阻燃等级，2米 | 12.1233 | https://www.l-com.cn/fiber-optic-patch-cable-lc-st-duplex-50-125-multimode-om2-ofnp-2-meter-fca-lcst-dpm2p-02
FCA-LCST-DPM1Z-15 | 光纤跳线LC到 ST双芯 62.5/125 多模 OM1， 低烟无卤，15米 | 23.6733 | https://www.l-com.cn/fiber-optic-patch-cable-lc-st-duplex-62.5-125-multimode-om1-lszh-15-meter-fca-lcst-dpm1z-15
FCA-LCST-DPM1Z-10 | 光纤跳线 LC到ST双芯 62.5/125 多模 OM1， 低烟无卤，10米 | 19.14 | https://www.l-com.cn/fiber-optic-patch-cable-lc-st-duplex-62.5-125-multimode-om1-lszh-10-meter-fca-lcst-dpm1z-10
FCA-LCST-DPM1Z-05 | 光纤跳线 LC 到 ST双芯 62.5/125 多模 OM1， 低烟无卤，5米 | 14.61 | https://www.l-com.cn/fiber-optic-patch-cable-lc-st-duplex-62.5-125-multimode-om1-lszh-5-meter-fca-lcst-dpm1z-05
FCA-LCST-DPM1Z-03 | 光纤跳线 LC 到 ST双芯 62.5/125 多模 OM1， 低烟无卤，3米 | 12.796 | https://www.l-com.cn/fiber-optic-patch-cable-lc-st-duplex-62.5-125-multimode-om1-lszh-3-meter-fca-lcst-dpm1z-03
FCA-LCST-DPM1Z-01 | 光纤跳线 LC 到 ST双芯 62.5/125 多模 OM1， 低烟无卤，1米 | 10.991 | https://www.l-com.cn/fiber-optic-patch-cable-lc-st-duplex-62.5-125-multimode-om1-lszh-1-meter-fca-lcst-dpm1z-01
FCA-LCST-DPM1P-15 | 光纤跳线LC到ST双芯62.5/125多模 OM1，OFNP阻燃等级，15米 | 29.62 | https://www.l-com.cn/fiber-optic-patch-cable-lc-st-duplex-62.5-125-multimode-om1-ofnp-15-meter-fca-lcst-dpm1p-15
FCA-LCST-DPM1P-10 | 光纤跳线LC到ST双芯62.5/125多模 OM1，OFNP阻燃等级，10米 | 23.17 | https://www.l-com.cn/fiber-optic-patch-cable-lc-st-duplex-62.5-125-multimode-om1-ofnp-10-meter-fca-lcst-dpm1p-10
FCA-LCST-DPM1P-05 | 光纤跳线LC到ST双芯62.5/125多模 OM1，OFNP阻燃等级，5米 | 16.59 | https://www.l-com.cn/fiber-optic-patch-cable-lc-st-duplex-62.5-125-multimode-om1-ofnp-5-meter-fca-lcst-dpm1p-05
FCA-LCST-DPM1P-03 | 光纤跳线LC到ST双芯62.5/125多模 OM1，OFNP阻燃等级，3米 | 13.991 | https://www.l-com.cn/fiber-optic-patch-cable-lc-st-duplex-62.5-125-multimode-om1-ofnp-3-meter-fca-lcst-dpm1p-03
FCA-LCST-DPM1P-02 | 光纤跳线LC到ST双芯62.5/125多模 OM1，OFNP阻燃等级，2米 | 12.69 | https://www.l-com.cn/fiber-optic-patch-cable-lc-st-duplex-62.5-125-multimode-om1-ofnp-2-meter-fca-lcst-dpm1p-02
FCA-LCST-DPM1P-01 | 光纤跳线LC到ST双芯62.5/125多模 OM1，OFNP阻燃等级，1米 | 11.381 | https://www.l-com.cn/fiber-optic-patch-cable-lc-st-duplex-62.5-125-multimode-om1-ofnp-1-meter-fca-lcst-dpm1p-01
FCA-LCSC-DPS1Z-15 | 光纤跳线 LC 到 SC 双芯 9/125 单模 OS1， 低烟无卤，15米 | 18.69 | https://www.l-com.cn/fiber-optic-patch-cable-lc-sc-duplex-9-125-single-mode-os1-lszh-15-meter-fca-lcsc-dps1z-15
FCA-LCSC-DPS1Z-10 | 光纤跳线 LC 到 SC 双芯 9/125 单模 OS1， 低烟无卤，10米 | 15.86 | https://www.l-com.cn/fiber-optic-patch-cable-lc-sc-duplex-9-125-single-mode-os1-lszh-10-meter-fca-lcsc-dps1z-10
FCA-LCSC-DPS1Z-05 | 光纤跳线 LC 到 SC 双芯 9/125 单模 OS1， 低烟无卤，5米 | 13.03 | https://www.l-com.cn/fiber-optic-patch-cable-lc-sc-duplex-9-125-single-mode-os1-lszh-5-meter-fca-lcsc-dps1z-05
FCA-LCSC-DPS1Z-03 | 光纤跳线 LC 到 SC 双芯 9/125 单模 OS1， 低烟无卤，3米 | 11.894 | https://www.l-com.cn/fiber-optic-patch-cable-lc-sc-duplex-9-125-single-mode-os1-lszh-3-meter-fca-lcsc-dps1z-03
FCA-LCSC-DPS1Z-02 | 光纤跳线 LC 到 SC 双芯 9/125 单模 OS1， 低烟无卤，2米 | 11.327 | https://www.l-com.cn/fiber-optic-patch-cable-lc-sc-duplex-9-125-single-mode-os1-lszh-2-meter-fca-lcsc-dps1z-02
FCA-LCSC-DPS1Z-01 | 光纤跳线 LC 到 SC 双芯 9/125 单模 OS1， 低烟无卤，1米 | 10.761 | https://www.l-com.cn/fiber-optic-patch-cable-lc-sc-duplex-9-125-single-mode-os1-lszh-1-meter-fca-lcsc-dps1z-01
FCA-LCSC-DPS1P-15 | 光纤跳线LC到SC双芯9/125单模 OS1，OFNP阻燃等级，15米 | 24.4067 | https://www.l-com.cn/fiber-optic-patch-cable-lc-sc-duplex-9-125-single-mode-os1-ofnp-15-meter-fca-lcsc-dps1p-15
FCA-LCSC-DPS1P-10 | 光纤跳线LC到SC双芯9/125单模 OS1，OFNP阻燃等级，10米 | 19.59 | https://www.l-com.cn/fiber-optic-patch-cable-lc-sc-duplex-9-125-single-mode-os1-ofnp-10-meter-fca-lcsc-dps1p-10
FCA-LCSC-DPS1P-05 | 光纤跳线LC到SC双芯9/125单模 OS1，OFNP阻燃等级，5米 | 14.78 | https://www.l-com.cn/fiber-optic-patch-cable-lc-sc-duplex-9-125-single-mode-os1-ofnp-5-meter-fca-lcsc-dps1p-05
FCA-LCSC-DPS1P-03 | 光纤跳线LC到SC双芯9/125单模 OS1，OFNP阻燃等级，3米 | 182.5239 | https://www.l-com.cn/fiber-optic-patch-cable-lc-sc-duplex-9-125-single-mode-os1-ofnp-3-meter-fca-lcsc-dps1p-03
FCA-LCSC-DPS1P-02 | 光纤跳线LC到SC双芯9/125单模 OS1，OFNP阻燃等级，2米 | 11.8933 | https://www.l-com.cn/fiber-optic-patch-cable-lc-sc-duplex-9-125-single-mode-os1-ofnp-2-meter-fca-lcsc-dps1p-02
FCA-LCSC-DPM5Z-15 | 光纤跳线LC到SC双芯50/125多模 OM5， 低烟无卤，15米 | 65.1867 | https://www.l-com.cn/fiber-optic-patch-cable-lc-sc-duplex-50-125-multimode-om5-lszh-15-meter-fca-lcsc-dpm5z-15
FCA-LCSC-DPM5Z-10 | 光纤跳线LC到SC双芯50/125多模 OM5， 低烟无卤，10米 | 46.78 | https://www.l-com.cn/fiber-optic-patch-cable-lc-sc-duplex-50-125-multimode-om5-lszh-10-meter-fca-lcsc-dpm5z-10
FCA-LCSC-DPM5Z-07 | 光纤跳线LC到SC双芯50/125多模 OM5， 低烟无卤，7米 | 35.73 | https://www.l-com.cn/fiber-optic-patch-cable-lc-sc-duplex-50-125-multimode-om5-lszh-7-meter-fca-lcsc-dpm5z-07
FCA-LCSC-DPM5Z-05 | 光纤跳线LC到SC双芯50/125多模 OM5， 低烟无卤，5米 | 28.37 | https://www.l-com.cn/fiber-optic-patch-cable-lc-sc-duplex-50-125-multimode-om5-lszh-5-meter-fca-lcsc-dpm5z-05
FCA-LCSC-DPM5Z-03 | 光纤跳线LC到SC双芯50/125多模 OM5， 低烟无卤，3米 | 21.009 | https://www.l-com.cn/fiber-optic-patch-cable-lc-sc-duplex-50-125-multimode-om5-lszh-3-meter-fca-lcsc-dpm5z-03
FCA-LCSC-DPM5Z-02 | 光纤跳线LC到SC双芯50/125多模 OM5， 低烟无卤，2米 | 17.3275 | https://www.l-com.cn/fiber-optic-patch-cable-lc-sc-duplex-50-125-multimode-om5-lszh-2-meter-fca-lcsc-dpm5z-02
FCA-LCSC-DPM5Z-01 | 光纤跳线LC到SC双芯50/125多模 OM5， 低烟无卤，1米 | 13.646 | https://www.l-com.cn/fiber-optic-patch-cable-lc-sc-duplex-50-125-multimode-om5-lszh-1-meter-fca-lcsc-dpm5z-01
FCA-LCSC-DPM5P-15 | 光纤跳线LC到SC双芯50/125多模 OM5，OFNP阻燃等级，15米 | 71.9833 | https://www.l-com.cn/fiber-optic-patch-cable-lc-sc-duplex-50-125-multimode-om5-ofnp-15-meter-fca-lcsc-dpm5p-15
FCA-LCSC-DPM5P-10 | 光纤跳线LC到SC双芯50/125多模 OM5，OFNP阻燃等级，10米 | 51.31 | https://www.l-com.cn/fiber-optic-patch-cable-lc-sc-duplex-50-125-multimode-om5-ofnp-10-meter-fca-lcsc-dpm5p-10
FCA-LCSC-DPM5P-07 | 光纤跳线LC到SC双芯50/125多模 OM5，OFNP阻燃等级，7米 | 38.91 | https://www.l-com.cn/fiber-optic-patch-cable-lc-sc-duplex-50-125-multimode-om5-ofnp-7-meter-fca-lcsc-dpm5p-07
FCA-LCSC-DPM5P-05 | 光纤跳线LC到SC双芯50/125多模 OM5，OFNP阻燃等级，5米 | 30.64 | https://www.l-com.cn/fiber-optic-patch-cable-lc-sc-duplex-50-125-multimode-om5-ofnp-5-meter-fca-lcsc-dpm5p-05
FCA-LCSC-DPM5P-03 | 光纤跳线LC到SC双芯50/125多模 OM5，OFNP阻燃等级，3米 | 22.372 | https://www.l-com.cn/fiber-optic-patch-cable-lc-sc-duplex-50-125-multimode-om5-ofnp-3-meter-fca-lcsc-dpm5p-03
FCA-LCSC-DPM5P-02 | 光纤跳线LC到SC双芯50/125多模 OM5，OFNP阻燃等级，2米 | 18.239 | https://www.l-com.cn/fiber-optic-patch-cable-lc-sc-duplex-50-125-multimode-om5-ofnp-2-meter-fca-lcsc-dpm5p-02
FCA-LCSC-DPM5P-01 | 光纤跳线LC到SC双芯50/125多模 OM5，OFNP阻燃等级，1米 | 14.106 | https://www.l-com.cn/fiber-optic-patch-cable-lc-sc-duplex-50-125-multimode-om5-ofnp-1-meter-fca-lcsc-dpm5p-01
FCA-LCSC-DPM4Z-15 | 光纤跳线LC到SC双芯50/125多模 OM4， 低烟无卤，15米 | 38 | https://www.l-com.cn/fiber-optic-patch-cable-lc-sc-duplex-50-125-multimode-om4-lszh-15-meter-fca-lcsc-dpm4z-15
FCA-LCSC-DPM4Z-10 | 光纤跳线LC到SC双芯50/125多模 OM4， 低烟无卤，10米 | 28.65 | https://www.l-com.cn/fiber-optic-patch-cable-lc-sc-duplex-50-125-multimode-om4-lszh-10-meter-fca-lcsc-dpm4z-10
FCA-LCSC-DPM4Z-07 | 光纤跳线LC到SC双芯50/125多模 OM4， 低烟无卤，7米 | 23.05 | https://www.l-com.cn/fiber-optic-patch-cable-lc-sc-duplex-50-125-multimode-om4-lszh-7-meter-fca-lcsc-dpm4z-07
FCA-LCSC-DPM4Z-05 | 光纤跳线LC到SC双芯50/125多模 OM4， 低烟无卤，5米 | 19.31 | https://www.l-com.cn/fiber-optic-patch-cable-lc-sc-duplex-50-125-multimode-om4-lszh-5-meter-fca-lcsc-dpm4z-05
FCA-LCSC-DPM4Z-03 | 光纤跳线LC到SC双芯50/125多模 OM4， 低烟无卤，3米 | 15.575 | https://www.l-com.cn/fiber-optic-patch-cable-lc-sc-duplex-50-125-multimode-om4-lszh-3-meter-fca-lcsc-dpm4z-03
FCA-LCSC-DPM4Z-02 | 光纤跳线LC到SC双芯50/125多模 OM4， 低烟无卤，2米 | 13.708 | https://www.l-com.cn/fiber-optic-patch-cable-lc-sc-duplex-50-125-multimode-om4-lszh-2-meter-fca-lcsc-dpm4z-02
FCA-LCSC-DPM4Z-01 | 光纤跳线LC到SC双芯50/125多模 OM4， 低烟无卤，1米 | 11.841 | https://www.l-com.cn/fiber-optic-patch-cable-lc-sc-duplex-50-125-multimode-om4-lszh-1-meter-fca-lcsc-dpm4z-01
FCA-LCSC-DPM4P-15 | 光纤跳线LC到SC双芯50/125多模 OM4，OFNP阻燃等级，15米 | 45.6467 | https://www.l-com.cn/fiber-optic-patch-cable-lc-sc-duplex-50-125-multimode-om4-ofnp-15-meter-fca-lcsc-dpm4p-15
FCA-LCSC-DPM4P-10 | 光纤跳线LC到SC双芯50/125多模 OM4，OFNP阻燃等级，10米 | 33.75 | https://www.l-com.cn/fiber-optic-patch-cable-lc-sc-duplex-50-125-multimode-om4-ofnp-10-meter-fca-lcsc-dpm4p-10
FCA-LCSC-DPM4P-07 | 光纤跳线LC到SC双芯50/125多模 OM4，OFNP阻燃等级，7米 | 26.62 | https://www.l-com.cn/fiber-optic-patch-cable-lc-sc-duplex-50-125-multimode-om4-ofnp-7-meter-fca-lcsc-dpm4p-07
FCA-LCSC-DPM4P-05 | 光纤跳线LC到SC双芯50/125多模 OM4，OFNP阻燃等级，5米 | 21.86 | https://www.l-com.cn/fiber-optic-patch-cable-lc-sc-duplex-50-125-multimode-om4-ofnp-5-meter-fca-lcsc-dpm4p-05
FCA-LCSC-DPM4P-03 | 光纤跳线LC到SC双芯50/125多模 OM4，OFNP阻燃等级，3米 | 17.106 | https://www.l-com.cn/fiber-optic-patch-cable-lc-sc-duplex-50-125-multimode-om4-ofnp-3-meter-fca-lcsc-dpm4p-03
FCA-LCSC-DPM4P-02 | 光纤跳线LC到SC双芯50/125多模 OM4，OFNP阻燃等级，2米 | 14.726 | https://www.l-com.cn/fiber-optic-patch-cable-lc-sc-duplex-50-125-multimode-om4-ofnp-2-meter-fca-lcsc-dpm4p-02
FCA-LCSC-DPM4P-01 | 光纤跳线LC到SC双芯50/125多模 OM4，OFNP阻燃等级，1米 | 12.345 | https://www.l-com.cn/fiber-optic-patch-cable-lc-sc-duplex-50-125-multimode-om4-ofnp-1-meter-fca-lcsc-dpm4p-01
FCA-LCSC-DPM3Z-15 | 光纤跳线 LC到SC双芯50/125多模 OM3， 低烟无卤，15米 | 28.6533 | https://www.l-com.cn/fiber-optic-patch-cable-lc-sc-duplex-50-125-multimode-om3-lszh-15-meter-fca-lcsc-dpm3z-15
FCA-LCSC-DPM3Z-10 | 光纤跳线 LC到SC双芯50/125多模 OM3， 低烟无卤，10米 | 22.42 | https://www.l-com.cn/fiber-optic-patch-cable-lc-sc-duplex-50-125-multimode-om3-lszh-10-meter-fca-lcsc-dpm3z-10
FCA-LCSC-DPM3Z-07 | 光纤跳线 LC到SC双芯50/125多模 OM3， 低烟无卤，7米 | 18.69 | https://www.l-com.cn/fiber-optic-patch-cable-lc-sc-duplex-50-125-multimode-om3-lszh-7-meter-fca-lcsc-dpm3z-07
FCA-LCSC-DPM3Z-05 | 光纤跳线 LC到SC双芯50/125多模 OM3， 低烟无卤，5米 | 16.19 | https://www.l-com.cn/fiber-optic-patch-cable-lc-sc-duplex-50-125-multimode-om3-lszh-5-meter-fca-lcsc-dpm3z-05
FCA-LCSC-DPM3Z-03 | 光纤跳线 LC到SC双芯50/125多模 OM3， 低烟无卤，3米 | 13.708 | https://www.l-com.cn/fiber-optic-patch-cable-lc-sc-duplex-50-125-multimode-om3-lszh-3-meter-fca-lcsc-dpm3z-03
FCA-LCSC-DPM3Z-02 | 光纤跳线 LC到SC双芯50/125多模 OM3， 低烟无卤，2米 | 12.46 | https://www.l-com.cn/fiber-optic-patch-cable-lc-sc-duplex-50-125-multimode-om3-lszh-2-meter-fca-lcsc-dpm3z-02
FCA-LCSC-DPM3Z-01 | 光纤跳线 LC到SC双芯50/125多模 OM3， 低烟无卤，1米 | 11.212 | https://www.l-com.cn/fiber-optic-patch-cable-lc-sc-duplex-50-125-multimode-om3-lszh-1-meter-fca-lcsc-dpm3z-01
FCA-LCSC-DPM3P-15 | 光纤跳线LC到SC双芯50/125多模 OM3，OFNP阻燃等级，15米 | 34.6033 | https://www.l-com.cn/fiber-optic-patch-cable-lc-sc-duplex-50-125-multimode-om3-ofnp-15-meter-fca-lcsc-dpm3p-15
FCA-LCSC-DPM3P-10 | 光纤跳线LC到SC双芯50/125多模 OM3，OFNP阻燃等级，10米 | 26.39 | https://www.l-com.cn/fiber-optic-patch-cable-lc-sc-duplex-50-125-multimode-om3-ofnp-10-meter-fca-lcsc-dpm3p-10
FCA-LCSC-DPM3P-07 | 光纤跳线LC到SC双芯50/125多模 OM3，OFNP阻燃等级，7米 | 21.47 | https://www.l-com.cn/fiber-optic-patch-cable-lc-sc-duplex-50-125-multimode-om3-ofnp-7-meter-fca-lcsc-dpm3p-07
FCA-LCSC-DPM3P-05 | 光纤跳线LC到SC双芯50/125多模 OM3，OFNP阻燃等级，5米 | 177.684 | https://www.l-com.cn/fiber-optic-patch-cable-lc-sc-duplex-50-125-multimode-om3-ofnp-5-meter-fca-lcsc-dpm3p-05
FCA-LCSC-DPM3P-03 | 光纤跳线LC到SC双芯50/125多模 OM3，OFNP阻燃等级，3米 | 172.6452 | https://www.l-com.cn/fiber-optic-patch-cable-lc-sc-duplex-50-125-multimode-om3-ofnp-3-meter-fca-lcsc-dpm3p-03
FCA-LCSC-DPM3P-02 | 光纤跳线LC到SC双芯50/125多模 OM3，OFNP阻燃等级，2米 | 140.0256 | https://www.l-com.cn/fiber-optic-patch-cable-lc-sc-duplex-50-125-multimode-om3-ofnp-2-meter-fca-lcsc-dpm3p-02
FCA-LCSC-DPM3P-01 | 光纤跳线LC到SC双芯50/125多模 OM3，OFNP阻燃等级，1米 | 11.611 | https://www.l-com.cn/fiber-optic-patch-cable-lc-sc-duplex-50-125-multimode-om3-ofnp-1-meter-fca-lcsc-dpm3p-01
FCA-LCSC-DPM2Z-15 | 光纤跳线 LC到 SC双芯50/125 多模 OM2， 低烟无卤，15米 | 21.86 | https://www.l-com.cn/fiber-optic-patch-cable-lc-sc-duplex-50-125-multimode-om2-lszh-15-meter-fca-lcsc-dpm2z-15
FCA-LCSC-DPM2Z-10 | 光纤跳线 LC到 SC双芯50/125 多模 OM2， 低烟无卤，10米 | 17.89 | https://www.l-com.cn/fiber-optic-patch-cable-lc-sc-duplex-50-125-multimode-om2-lszh-10-meter-fca-lcsc-dpm2z-10
FCA-LCSC-DPM2Z-05 | 光纤跳线 LC到 SC双芯50/125 多模 OM2， 低烟无卤，5米 | 13.93 | https://www.l-com.cn/fiber-optic-patch-cable-lc-sc-duplex-50-125-multimode-om2-lszh-5-meter-fca-lcsc-dpm2z-05
FCA-LCSC-DPM2Z-03 | 光纤跳线 LC到 SC双芯50/125多模 OM2， 低烟无卤，3米 | 12.345 | https://www.l-com.cn/fiber-optic-patch-cable-lc-sc-duplex-50-125-multimode-om2-lszh-3-meter-fca-lcsc-dpm2z-03
FCA-LCSC-DPM2Z-02 | 光纤跳线 LC到 SC双芯50/125多模 OM2， 低烟无卤，2米 | 11.558 | https://www.l-com.cn/fiber-optic-patch-cable-lc-sc-duplex-50-125-multimode-om2-lszh-2-meter-fca-lcsc-dpm2z-02
FCA-LCSC-DPM2Z-01 | 光纤跳线 LC到 SC双芯50/125多模 OM2， 低烟无卤，1米 | 10.761 | https://www.l-com.cn/fiber-optic-patch-cable-lc-sc-duplex-50-125-multimode-om2-lszh-1-meter-fca-lcsc-dpm2z-01
FCA-LCSC-DPM2P-15 | 光纤跳线LC到SC双芯50/125多模 OM2，OFNP阻燃等级，15米 | 25.2567 | https://www.l-com.cn/fiber-optic-patch-cable-lc-sc-duplex-50-125-multimode-om2-ofnp-15-meter-fca-lcsc-dpm2p-15
FCA-LCSC-DPM2P-10 | 光纤跳线LC到SC双芯50/125多模 OM2，OFNP阻燃等级，10米 | 20.16 | https://www.l-com.cn/fiber-optic-patch-cable-lc-sc-duplex-50-125-multimode-om2-ofnp-10-meter-fca-lcsc-dpm2p-10
FCA-LCSC-DPM2P-05 | 光纤跳线LC到SC双芯50/125多模 OM2，OFNP阻燃等级，5米 | 15.06 | https://www.l-com.cn/fiber-optic-patch-cable-lc-sc-duplex-50-125-multimode-om2-ofnp-5-meter-fca-lcsc-dpm2p-05
FCA-LCSC-DPM2P-03 | 光纤跳线LC到SC双芯50/125多模 OM2，OFNP阻燃等级，3米 | 13.027 | https://www.l-com.cn/fiber-optic-patch-cable-lc-sc-duplex-50-125-multimode-om2-ofnp-3-meter-fca-lcsc-dpm2p-03
FCA-LCSC-DPM2P-02 | 光纤跳线LC到SC双芯50/125多模 OM2，OFNP阻燃等级，2米 | 12.009 | https://www.l-com.cn/fiber-optic-patch-cable-lc-sc-duplex-50-125-multimode-om2-ofnp-2-meter-fca-lcsc-dpm2p-02
FCA-LCSC-DPM2P-01 | 光纤跳线LC到SC双芯50/125多模 OM2，OFNP阻燃等级，1米 | 10.991 | https://www.l-com.cn/fiber-optic-patch-cable-lc-sc-duplex-50-125-multimode-om2-ofnp-1-meter-fca-lcsc-dpm2p-01
FCA-LCSC-DPM1Z-15 | 光纤跳线 LC 到 SC双芯 62.5/125 多模 OM1， 低烟无卤，15米 | 23.5567 | https://www.l-com.cn/fiber-optic-patch-cable-lc-sc-duplex-62.5-125-multimode-om1-lszh-15-meter-fca-lcsc-dpm1z-15
FCA-LCSC-DPM1Z-10 | 光纤跳线 LC 到 SC双芯 62.5/125 多模 OM1， 低烟无卤，10米 | 19.03 | https://www.l-com.cn/fiber-optic-patch-cable-lc-sc-duplex-62.5-125-multimode-om1-lszh-10-meter-fca-lcsc-dpm1z-10
FCA-LCSC-DPM1Z-05 | 光纤跳线 LC 到 SC双芯 62.5/125 多模 OM1， 低烟无卤，5米 | 14.5 | https://www.l-com.cn/fiber-optic-patch-cable-lc-sc-duplex-62.5-125-multimode-om1-lszh-5-meter-fca-lcsc-dpm1z-05
FCA-LCSC-DPM1Z-03 | 光纤跳线 LC 到 SC双芯 62.5/125 多模 OM1， 低烟无卤，3米 | 12.69 | https://www.l-com.cn/fiber-optic-patch-cable-lc-sc-duplex-62.5-125-multimode-om1-lszh-3-meter-fca-lcsc-dpm1z-03
FCA-LCSC-DPM1Z-02 | 光纤跳线 LC 到 SC双芯 62.5/125 多模 OM1， 低烟无卤，2米 | 11.779 | https://www.l-com.cn/fiber-optic-patch-cable-lc-sc-duplex-62.5-125-multimode-om1-lszh-2-meter-fca-lcsc-dpm1z-02
FCA-LCSC-DPM1Z-01 | 光纤跳线 LC 到 SC双芯 62.5/125 多模 OM1， 低烟无卤，1米 | 10.876 | https://www.l-com.cn/fiber-optic-patch-cable-lc-sc-duplex-62.5-125-multimode-om1-lszh-1-meter-fca-lcsc-dpm1z-01
FCA-LCSC-DPM1P-15 | 光纤跳线LC到SC双芯62.5/125多模 OM1，OFNP阻燃等级，15米 | 29.5033 | https://www.l-com.cn/fiber-optic-patch-cable-lc-sc-duplex-62.5-125-multimode-om1-ofnp-15-meter-fca-lcsc-dpm1p-15
FCA-LCSC-DPM1P-10 | 光纤跳线LC到SC双芯62.5/125多模 OM1，OFNP阻燃等级，10米 | 23.05 | https://www.l-com.cn/fiber-optic-patch-cable-lc-sc-duplex-62.5-125-multimode-om1-ofnp-10-meter-fca-lcsc-dpm1p-10
FCA-LCSC-DPM1P-05 | 光纤跳线LC到SC双芯62.5/125多模 OM1，OFNP阻燃等级，5米 | 16.48 | https://www.l-com.cn/fiber-optic-patch-cable-lc-sc-duplex-62.5-125-multimode-om1-ofnp-5-meter-fca-lcsc-dpm1p-05
FCA-LCSC-DPM1P-03 | 光纤跳线LC到SC双芯62.5/125多模 OM1，OFNP阻燃等级，3米 | 13.876 | https://www.l-com.cn/fiber-optic-patch-cable-lc-sc-duplex-62.5-125-multimode-om1-ofnp-3-meter-fca-lcsc-dpm1p-03
FCA-LCSC-DPM1P-02 | 光纤跳线LC到SC双芯62.5/125多模 OM1，OFNP阻燃等级，2米 | 12.575 | https://www.l-com.cn/fiber-optic-patch-cable-lc-sc-duplex-62.5-125-multimode-om1-ofnp-2-meter-fca-lcsc-dpm1p-02
FCA-LCSC-DPM1P-01 | 光纤跳线LC到SC双芯62.5/125多模 OM1，OFNP阻燃等级，1米 | 11.274 | https://www.l-com.cn/fiber-optic-patch-cable-lc-sc-duplex-62.5-125-multimode-om1-ofnp-1-meter-fca-lcsc-dpm1p-01
FCA-LCLC-DPS1Z-10 | 光纤跳线 LC 到 LC 双芯 9/125 单模 OS1， 低烟无卤，10米 | 15.86 | https://www.l-com.cn/fiber-optic-patch-cable-lc-lc-duplex-9-125-single-mode-os1-lszh-10-meter-fca-lclc-dps1z-10
FCA-LCLC-DPS1Z-05 | 光纤跳线 LC 到 LC 双芯 9/125 单模 OS1， 低烟无卤，5米 | 13.03 | https://www.l-com.cn/fiber-optic-patch-cable-lc-lc-duplex-9-125-single-mode-os1-lszh-5-meter-fca-lclc-dps1z-05
FCA-LCLC-DPS1Z-03 | 光纤跳线 LC 到 LC 双芯 9/125 单模 OS1， 低烟无卤，3米 | 11.894 | https://www.l-com.cn/fiber-optic-patch-cable-lc-lc-duplex-9-125-single-mode-os1-lszh-3-meter-fca-lclc-dps1z-03
FCA-LCLC-DPS1Z-02 | 光纤跳线 LC 到 LC 双芯 9/125 单模 OS1， 低烟无卤，2米 | 11.327 | https://www.l-com.cn/fiber-optic-patch-cable-lc-lc-duplex-9-125-single-mode-os1-lszh-2-meter-fca-lclc-dps1z-02
FCA-LCLC-DPS1Z-01 | 光纤跳线 LC 到 LC 双芯 9/125 单模 OS1， 低烟无卤，1米 | 10.761 | https://www.l-com.cn/fiber-optic-patch-cable-lc-lc-duplex-9-125-single-mode-os1-lszh-1-meter-fca-lclc-dps1z-01
FCA-LCLC-DPS1P-15 | 光纤跳线LC到LC双芯9/125单模 OS1，OFNP阻燃等级，15米 | 24.4067 | https://www.l-com.cn/fiber-optic-patch-cable-lc-lc-duplex-9-125-single-mode-os1-ofnp-15-meter-fca-lclc-dps1p-15
FCA-LCLC-DPS1P-10 | 光纤跳线LC到LC双芯9/125单模 OS1，OFNP阻燃等级，10米 | 19.59 | https://www.l-com.cn/fiber-optic-patch-cable-lc-lc-duplex-9-125-single-mode-os1-ofnp-10-meter-fca-lclc-dps1p-10
FCA-LCLC-DPS1P-03 | 光纤跳线LC到LC双芯9/125单模 OS1，OFNP阻燃等级，3米 | 12.858 | https://www.l-com.cn/fiber-optic-patch-cable-lc-lc-duplex-9-125-single-mode-os1-ofnp-3-meter-fca-lclc-dps1p-03
FCA-LCLC-DPS1P-02 | 光纤跳线LC到LC双芯9/125单模 OS1，OFNP阻燃等级，2米 | 11.894 | https://www.l-com.cn/fiber-optic-patch-cable-lc-lc-duplex-9-125-single-mode-os1-ofnp-2-meter-fca-lclc-dps1p-02
FCA-LCLC-DPS1P-01 | 光纤跳线LC到LC双芯9/125单模 OS1，OFNP阻燃等级，1米 | 10.929 | https://www.l-com.cn/fiber-optic-patch-cable-lc-lc-duplex-9-125-single-mode-os1-ofnp-1-meter-fca-lclc-dps1p-01
FCA-LCLC-DPM5Z-15 | 光纤跳线LC到LC双芯50/125多模 OM5， 低烟无卤，15米 | 65.1867 | https://www.l-com.cn/fiber-optic-patch-cable-lc-lc-duplex-50-125-multimode-om5-lszh-15-meter-fca-lclc-dpm5z-15
FCA-LCLC-DPM5Z-10 | 光纤跳线LC到LC双芯50/125多模 OM5， 低烟无卤，10米 | 46.78 | https://www.l-com.cn/fiber-optic-patch-cable-lc-lc-duplex-50-125-multimode-om5-lszh-10-meter-fca-lclc-dpm5z-10
FCA-LCLC-DPM5Z-07 | 光纤跳线LC到LC双芯50/125多模 OM5， 低烟无卤，7米 | 35.73 | https://www.l-com.cn/fiber-optic-patch-cable-lc-lc-duplex-50-125-multimode-om5-lszh-7-meter-fca-lclc-dpm5z-07
FCA-LCLC-DPM5Z-05 | 光纤跳线LC到LC双芯50/125多模 OM5， 低烟无卤，5米 | 28.37 | https://www.l-com.cn/fiber-optic-patch-cable-lc-lc-duplex-50-125-multimode-om5-lszh-5-meter-fca-lclc-dpm5z-05
FCA-LCLC-DPM5Z-03 | 光纤跳线LC到LC双芯50/125多模 OM5， 低烟无卤，3米 | 21.009 | https://www.l-com.cn/fiber-optic-patch-cable-lc-lc-duplex-50-125-multimode-om5-lszh-3-meter-fca-lclc-dpm5z-03
FCA-LCLC-DPM5Z-02 | 光纤跳线LC到LC双芯50/125多模 OM5， 低烟无卤，2米 | 17.327 | https://www.l-com.cn/fiber-optic-patch-cable-lc-lc-duplex-50-125-multimode-om5-lszh-2-meter-fca-lclc-dpm5z-02
FCA-LCLC-DPM5Z-01 | 光纤跳线LC到LC双芯50/125多模 OM5， 低烟无卤，1米 | 13.646 | https://www.l-com.cn/fiber-optic-patch-cable-lc-lc-duplex-50-125-multimode-om5-lszh-1-meter-fca-lclc-dpm5z-01
FCA-LCLC-DPM5P-15 | 光纤跳线LC到LC双芯50/125多模 OM5，OFNP阻燃等级，15米 | 71.9833 | https://www.l-com.cn/fiber-optic-patch-cable-lc-lc-duplex-50-125-multimode-om5-ofnp-15-meter-fca-lclc-dpm5p-15
FCA-LCLC-DPM5P-10 | 光纤跳线LC到LC双芯50/125多模 OM5，OFNP阻燃等级，10米 | 51.31 | https://www.l-com.cn/fiber-optic-patch-cable-lc-lc-duplex-50-125-multimode-om5-ofnp-10-meter-fca-lclc-dpm5p-10
FCA-LCLC-DPM5P-07 | 光纤跳线LC到LC双芯50/125多模 OM5，OFNP阻燃等级，7米 | 38.91 | https://www.l-com.cn/fiber-optic-patch-cable-lc-lc-duplex-50-125-multimode-om5-ofnp-7-meter-fca-lclc-dpm5p-07
FCA-LCLC-DPM5P-05 | 光纤跳线LC到LC双芯50/125多模 OM5，OFNP阻燃等级，5米 | 30.64 | https://www.l-com.cn/fiber-optic-patch-cable-lc-lc-duplex-50-125-multimode-om5-ofnp-5-meter-fca-lclc-dpm5p-05
FCA-LCLC-DPM5P-03 | 光纤跳线LC到LC双芯50/125多模 OM5，OFNP阻燃等级，3米 | 22.372 | https://www.l-com.cn/fiber-optic-patch-cable-lc-lc-duplex-50-125-multimode-om5-ofnp-3-meter-fca-lclc-dpm5p-03
FCA-LCLC-DPM5P-02 | 光纤跳线LC到LC双芯50/125多模 OM5，OFNP阻燃等级，2米 | 91.9581 | https://www.l-com.cn/fiber-optic-patch-cable-lc-lc-duplex-50-125-multimode-om5-ofnp-2-meter-fca-lclc-dpm5p-02
FCA-LCLC-DPM5P-01 | 光纤跳线LC到LC双芯50/125多模 OM5，OFNP阻燃等级，1米 | 14.106 | https://www.l-com.cn/fiber-optic-patch-cable-lc-lc-duplex-50-125-multimode-om5-ofnp-1-meter-fca-lclc-dpm5p-01
FCA-LCLC-DPM4Z-15 | 光纤跳线LC到LC双芯50/125多模 OM4， 低烟无卤，15米 | 38 | https://www.l-com.cn/fiber-optic-patch-cable-lc-lc-duplex-50-125-multimode-om4-lszh-15-meter-fca-lclc-dpm4z-15
FCA-LCLC-DPM4Z-10 | 光纤跳线LC到LC双芯50/125多模 OM4， 低烟无卤，10米 | 28.65 | https://www.l-com.cn/fiber-optic-patch-cable-lc-lc-duplex-50-125-multimode-om4-lszh-10-meter-fca-lclc-dpm4z-10
FCA-LCLC-DPM4Z-07 | 光纤跳线LC到LC双芯50/125多模 OM4， 低烟无卤，7米 | 23.05 | https://www.l-com.cn/fiber-optic-patch-cable-lc-lc-duplex-50-125-multimode-om4-lszh-7-meter-fca-lclc-dpm4z-07
FCA-LCLC-DPM4Z-05 | 光纤跳线LC到LC双芯50/125多模 OM4， 低烟无卤，5米 | 19.31 | https://www.l-com.cn/fiber-optic-patch-cable-lc-lc-duplex-50-125-multimode-om4-lszh-5-meter-fca-lclc-dpm4z-05
FCA-LCLC-DPM4Z-03 | 光纤跳线LC到LC双芯50/125多模 OM4， 低烟无卤，3米 | 15.575 | https://www.l-com.cn/fiber-optic-patch-cable-lc-lc-duplex-50-125-multimode-om4-lszh-3-meter-fca-lclc-dpm4z-03
FCA-LCLC-DPM4Z-02 | 光纤跳线LC到LC双芯50/125多模 OM4， 低烟无卤，2米 | 13.71 | https://www.l-com.cn/fiber-optic-patch-cable-lc-lc-duplex-50-125-multimode-om4-lszh-2-meter-fca-lclc-dpm4z-02
FCA-LCLC-DPM4Z-01 | 光纤跳线LC到LC双芯50/125多模 OM4， 低烟无卤，1米 | 11.841 | https://www.l-com.cn/fiber-optic-patch-cable-lc-lc-duplex-50-125-multimode-om4-lszh-1-meter-fca-lclc-dpm4z-01
FCA-LCLC-DPM4P-15 | 光纤跳线LC到LC双芯50/125多模 OM4，OFNP阻燃等级，15米 | 45.6467 | https://www.l-com.cn/fiber-optic-patch-cable-lc-lc-duplex-50-125-multimode-om4-ofnp-15-meter-fca-lclc-dpm4p-15
FCA-LCLC-DPM4P-10 | 光纤跳线LC到LC双芯50/125多模 OM4，OFNP阻燃等级，10米 | 33.75 | https://www.l-com.cn/fiber-optic-patch-cable-lc-lc-duplex-50-125-multimode-om4-ofnp-10-meter-fca-lclc-dpm4p-10
FCA-LCLC-DPM4P-07 | 光纤跳线LC到LC双芯50/125多模 OM4，OFNP阻燃等级，7米 | 26.62 | https://www.l-com.cn/fiber-optic-patch-cable-lc-lc-duplex-50-125-multimode-om4-ofnp-7-meter-fca-lclc-dpm4p-07
FCA-LCLC-DPM4P-05 | 光纤跳线LC到LC双芯50/125多模 OM4，OFNP阻燃等级，5米 | 21.86 | https://www.l-com.cn/fiber-optic-patch-cable-lc-lc-duplex-50-125-multimode-om4-ofnp-5-meter-fca-lclc-dpm4p-05
FCA-LCLC-DPM4P-03 | 光纤跳线LC到LC双芯50/125多模 OM4，OFNP阻燃等级，3米 | 17.106 | https://www.l-com.cn/fiber-optic-patch-cable-lc-lc-duplex-50-125-multimode-om4-ofnp-3-meter-fca-lclc-dpm4p-03
FCA-LCLC-DPM4P-02 | 光纤跳线LC到LC双芯50/125多模 OM4，OFNP阻燃等级，2米 | 14.726 | https://www.l-com.cn/fiber-optic-patch-cable-lc-lc-duplex-50-125-multimode-om4-ofnp-2-meter-fca-lclc-dpm4p-02
FCA-LCLC-DPM4P-01 | 光纤跳线LC到LC双芯50/125多模 OM4，OFNP阻燃等级，1米 | 12.345 | https://www.l-com.cn/fiber-optic-patch-cable-lc-lc-duplex-50-125-multimode-om4-ofnp-1-meter-fca-lclc-dpm4p-01
FCA-LCLC-DPM3Z-15 | 光纤跳线 LC到LC双芯50/125多模 OM3， 低烟无卤，15米 | 28.6533 | https://www.l-com.cn/fiber-optic-patch-cable-lc-lc-duplex-50-125-multimode-om3-lszh-15-meter-fca-lclc-dpm3z-15
FCA-LCLC-DPM3Z-10 | 光纤跳线 LC到 LC双芯50/125多模 OM3， 低烟无卤，10米 | 22.42 | https://www.l-com.cn/fiber-optic-patch-cable-lc-lc-duplex-50-125-multimode-om3-lszh-10-meter-fca-lclc-dpm3z-10
FCA-LCLC-DPM3Z-07 | 光纤跳线 LC到 LC双芯50/125多模 OM3， 低烟无卤，7米 | 18.69 | https://www.l-com.cn/fiber-optic-patch-cable-lc-lc-duplex-50-125-multimode-om3-lszh-7-meter-fca-lclc-dpm3z-07
FCA-LCLC-DPM3Z-05 | 光纤跳线 LC到 LC双芯50/125多模 OM3， 低烟无卤，5米 | 16.19 | https://www.l-com.cn/fiber-optic-patch-cable-lc-lc-duplex-50-125-multimode-om3-lszh-5-meter-fca-lclc-dpm3z-05
FCA-LCLC-DPM3Z-02 | 光纤跳线 LC到 LC双芯50/125多模 OM3， 低烟无卤，1米 | 12.46 | https://www.l-com.cn/fiber-optic-patch-cable-lc-lc-duplex-50-125-multimode-om3-lszh-2-meter-fca-lclc-dpm3z-02
FCA-LCLC-DPM3Z-01 | 光纤跳线 LC到 LC双芯50/125多模 OM3， 低烟无卤，1米 | 11.212 | https://www.l-com.cn/fiber-optic-patch-cable-lc-lc-duplex-50-125-multimode-om3-lszh-1-meter-fca-lclc-dpm3z-01
FCA-LCLC-DPM3P-15 | 光纤跳线LC到LC双芯50/125多模 OM3，OFNP阻燃等级，15米 | 34.6033 | https://www.l-com.cn/fiber-optic-patch-cable-lc-lc-duplex-50-125-multimode-om3-ofnp-15-meter-fca-lclc-dpm3p-15
FCA-LCLC-DPM3P-10 | 光纤跳线LC到LC双芯50/125多模 OM3，OFNP阻燃等级，10米 | 26.39 | https://www.l-com.cn/fiber-optic-patch-cable-lc-lc-duplex-50-125-multimode-om3-ofnp-10-meter-fca-lclc-dpm3p-10
FCA-LCLC-DPM3P-07 | 光纤跳线LC到LC双芯50/125多模 OM3，OFNP阻燃等级，7米 | 21.47 | https://www.l-com.cn/fiber-optic-patch-cable-lc-lc-duplex-50-125-multimode-om3-ofnp-7-meter-fca-lclc-dpm3p-07
FCA-LCLC-DPM3P-05 | 光纤跳线LC到LC双芯50/125多模 OM3，OFNP阻燃等级，5米 | 18.18 | https://www.l-com.cn/fiber-optic-patch-cable-lc-lc-duplex-50-125-multimode-om3-ofnp-5-meter-fca-lclc-dpm3p-05
FCA-LCLC-DPM3P-03 | 光纤跳线LC到LC双芯50/125多模 OM3，OFNP阻燃等级，3米 | 14.894 | https://www.l-com.cn/fiber-optic-patch-cable-lc-lc-duplex-50-125-multimode-om3-ofnp-3-meter-fca-lclc-dpm3p-03
FCA-LCLC-DPM3P-02 | 光纤跳线LC到LC双芯50/125多模 OM3，OFNP阻燃等级，2米 | 13.257 | https://www.l-com.cn/fiber-optic-patch-cable-lc-lc-duplex-50-125-multimode-om3-ofnp-2-meter-fca-lclc-dpm3p-02
FCA-LCLC-DPM3P-01 | 光纤跳线LC到LC双芯50/125多模 OM3，OFNP阻燃等级，1米 | 11.611 | https://www.l-com.cn/fiber-optic-patch-cable-lc-lc-duplex-50-125-multimode-om3-ofnp-1-meter-fca-lclc-dpm3p-01
FCA-LCLC-DPM2Z-15 | 光纤跳线 LC到 LC双芯50/125多模 OM2， 低烟无卤，15米 | 21.86 | https://www.l-com.cn/fiber-optic-patch-cable-lc-lc-duplex-50-125-multimode-om2-lszh-15-meter-fca-lclc-dpm2z-15
FCA-LCLC-DPM2Z-10 | 光纤跳线 LC到 LC双芯50/125多模 OM2， 低烟无卤，10米 | 17.89 | https://www.l-com.cn/fiber-optic-patch-cable-lc-lc-duplex-50-125-multimode-om2-lszh-10-meter-fca-lclc-dpm2z-10
FCA-LCLC-DPM2Z-07 | 光纤跳线 LC到 LC双芯50/125 多模 OM2， 低烟无卤，7米 | 15.52 | https://www.l-com.cn/fiber-optic-patch-cable-lc-lc-duplex-50-125-multimode-om2-lszh-7-meter-fca-lclc-dpm2z-07
FCA-LCLC-DPM2Z-05 | 光纤跳线 LC到 LC双芯50/125 多模 OM2， 低烟无卤，5米 | 13.93 | https://www.l-com.cn/fiber-optic-patch-cable-lc-lc-duplex-50-125-multimode-om2-lszh-5-meter-fca-lclc-dpm2z-05
FCA-LCLC-DPM2Z-03 | 光纤跳线 LC到 LC双芯50/125 多模 OM2， 低烟无卤，3米 | 12.345 | https://www.l-com.cn/fiber-optic-patch-cable-lc-lc-duplex-50-125-multimode-om2-lszh-3-meter-fca-lclc-dpm2z-03
FCA-LCLC-DPM2Z-02 | 光纤跳线 LC到 LC双芯50/125 多模 OM2， 低烟无卤，2米 | 11.5578 | https://www.l-com.cn/fiber-optic-patch-cable-lc-lc-duplex-50-125-multimode-om2-lszh-2-meter-fca-lclc-dpm2z-02
FCA-LCLC-DPM2Z-01 | 光纤跳线 LC到 LC双芯50/125 多模 OM2， 低烟无卤，1米 | 10.761 | https://www.l-com.cn/fiber-optic-patch-cable-lc-lc-duplex-50-125-multimode-om2-lszh-1-meter-fca-lclc-dpm2z-01
FCA-LCLC-DPM2P-15 | 光纤跳线LC到LC双芯50/125多模 OM2，OFNP阻燃等级，15米 | 25.2567 | https://www.l-com.cn/fiber-optic-patch-cable-lc-lc-duplex-50-125-multimode-om2-ofnp-15-meter-fca-lclc-dpm2p-15
FCA-LCLC-DPM2P-10 | 光纤跳线LC到LC双芯50/125多模 OM2，OFNP阻燃等级，10米 | 20.16 | https://www.l-com.cn/fiber-optic-patch-cable-lc-lc-duplex-50-125-multimode-om2-ofnp-10-meter-fca-lclc-dpm2p-10
FCA-LCLC-DPM2P-07 | 光纤跳线LC到LC双芯50/125多模 OM2，OFNP阻燃等级，7米 | 17.11 | https://www.l-com.cn/fiber-optic-patch-cable-lc-lc-duplex-50-125-multimode-om2-ofnp-7-meter-fca-lclc-dpm2p-07
FCA-LCLC-DPM2P-05 | 光纤跳线LC到LC双芯50/125多模 OM2，OFNP阻燃等级，5米 | 15.06 | https://www.l-com.cn/fiber-optic-patch-cable-lc-lc-duplex-50-125-multimode-om2-ofnp-5-meter-fca-lclc-dpm2p-05
FCA-LCLC-DPM2P-03 | 光纤跳线LC到LC双芯50/125多模 OM2，OFNP阻燃等级，3米 | 13.027 | https://www.l-com.cn/fiber-optic-patch-cable-lc-lc-duplex-50-125-multimode-om2-ofnp-3-meter-fca-lclc-dpm2p-03
FCA-LCLC-DPM2P-02 | 光纤跳线LC到LC双芯50/125多模 OM2，OFNP阻燃等级，2米 | 12.009 | https://www.l-com.cn/fiber-optic-patch-cable-lc-lc-duplex-50-125-multimode-om2-ofnp-2-meter-fca-lclc-dpm2p-02
FCA-LCLC-DPM2P-01 | 光纤跳线LC到LC双芯50/125多模 OM2，OFNP阻燃等级，1米 | 10.991 | https://www.l-com.cn/fiber-optic-patch-cable-lc-lc-duplex-50-125-multimode-om2-ofnp-1-meter-fca-lclc-dpm2p-01
FCA-LCLC-DPM1Z-15 | 光纤跳线 LC 到 LC双芯 62.5/125 多模 OM1， 低烟无卤，15米 | 23.5567 | https://www.l-com.cn/fiber-optic-patch-cable-lc-lc-duplex-62.5-125-multimode-om1-lszh-15-meter-fca-lclc-dpm1z-15
FCA-LCLC-DPM1Z-10 | 光纤跳线 LC 到 LC双芯 62.5/125 多模 OM1， 低烟无卤，10米 | 19.03 | https://www.l-com.cn/fiber-optic-patch-cable-lc-lc-duplex-62.5-125-multimode-om1-lszh-10-meter-fca-lclc-dpm1z-10
FCA-LCLC-DPM1Z-05 | 光纤跳线 LC 到 LC双芯 62.5/125 多模 OM1， 低烟无卤，5米 | 14.5 | https://www.l-com.cn/fiber-optic-patch-cable-lc-lc-duplex-62.5-125-multimode-om1-lszh-5-meter-fca-lclc-dpm1z-05
FCA-LCLC-DPM1Z-03 | 光纤跳线 LC 到 LC双芯 62.5/125 多模 OM1， 低烟无卤，3米 | 12.69 | https://www.l-com.cn/fiber-optic-patch-cable-lc-lc-duplex-62.5-125-multimode-om1-lszh-3-meter-fca-lclc-dpm1z-03
FCA-LCLC-DPM1Z-02 | 光纤跳线 LC 到 LC双芯 62.5/125 多模 OM1， 低烟无卤，2米 | 11.779 | https://www.l-com.cn/fiber-optic-patch-cable-lc-lc-duplex-62.5-125-multimode-om1-lszh-2-meter-fca-lclc-dpm1z-02
FCA-LCLC-DPM1Z-01 | 光纤跳线 LC 到 LC双芯 62.5/125 多模 OM1， 低烟无卤，1米 | 10.8775 | https://www.l-com.cn/fiber-optic-patch-cable-lc-lc-duplex-62.5-125-multimode-om1-lszh-1-meter-fca-lclc-dpm1z-01
FCA-LCLC-DPM1P-15 | 光纤跳线LC到LC双芯62.5/125多模 OM1，OFNP阻燃等级，15米 | 29.5033 | https://www.l-com.cn/fiber-optic-patch-cable-lc-lc-duplex-62.5-125-multimode-om1-ofnp-15-meter-fca-lclc-dpm1p-15
FCA-LCLC-DPM1P-10 | 光纤跳线LC到LC双芯62.5/125多模 OM1，OFNP阻燃等级，10米 | 23.05 | https://www.l-com.cn/fiber-optic-patch-cable-lc-lc-duplex-62.5-125-multimode-om1-ofnp-10-meter-fca-lclc-dpm1p-10
FCA-LCLC-DPM1P-05 | 光纤跳线LC到LC双芯62.5/125多模 OM1，OFNP阻燃等级，5米 | 16.48 | https://www.l-com.cn/fiber-optic-patch-cable-lc-lc-duplex-62.5-125-multimode-om1-ofnp-5-meter-fca-lclc-dpm1p-05
FCA-LCLC-DPM1P-03 | 光纤跳线LC到LC双芯62.5/125多模 OM1，OFNP阻燃等级，3米 | 13.876 | https://www.l-com.cn/fiber-optic-patch-cable-lc-lc-duplex-62.5-125-multimode-om1-ofnp-3-meter-fca-lclc-dpm1p-03
FCA-LCLC-DPM1P-02 | 光纤跳线LC到LC双芯62.5/125多模 OM1，OFNP阻燃等级，2米 | 12.575 | https://www.l-com.cn/fiber-optic-patch-cable-lc-lc-duplex-62.5-125-multimode-om1-ofnp-2-meter-fca-lclc-dpm1p-02
FCA-LCLC-DPM1P-01 | 光纤跳线LC到LC双芯62.5/125多模 OM1，OFNP阻燃等级，1米 | 11.274 | https://www.l-com.cn/fiber-optic-patch-cable-lc-lc-duplex-62.5-125-multimode-om1-ofnp-1-meter-fca-lclc-dpm1p-01
FCA-LATU-DPS2Z-15 | 光纤跳线 LC/APC到ST/UPC 双芯 9/125 单模 OS2， 低烟无卤，15米 | 18.92 | https://www.l-com.cn/fiber-optic-patch-cable-lc-apc-st-upc-duplex-9-125-single-mode-os2-lszh-15-meter-fca-latu-dps2z-15
FCA-LATU-DPS2Z-10 | 光纤跳线 LC/APC到ST/UPC 双芯 9/125 单模 OS2， 低烟无卤，10米 | 16.09 | https://www.l-com.cn/fiber-optic-patch-cable-lc-apc-st-upc-duplex-9-125-single-mode-os2-lszh-10-meter-fca-latu-dps2z-10
FCA-LATU-DPS2Z-05 | 光纤跳线 LC/APC到ST/UPC 双芯 9/125 单模 OS2， 低烟无卤，5米 | 13.26 | https://www.l-com.cn/fiber-optic-patch-cable-lc-apc-st-upc-duplex-9-125-single-mode-os2-lszh-5-meter-fca-latu-dps2z-05
FCA-LATU-DPS2Z-03 | 光纤跳线 LC/APC到ST/UPC 双芯 9/125 单模 OS2， 低烟无卤，3米 | 12.124 | https://www.l-com.cn/fiber-optic-patch-cable-lc-apc-st-upc-duplex-9-125-single-mode-os2-lszh-3-meter-fca-latu-dps2z-03
FCA-LATU-DPS2Z-02 | 光纤跳线 LC/APC到ST/UPC 双芯 9/125 单模 OS2， 低烟无卤，2米 | 11.558 | https://www.l-com.cn/fiber-optic-patch-cable-lc-apc-st-upc-duplex-9-125-single-mode-os2-lszh-2-meter-fca-latu-dps2z-02
FCA-LATU-DPS2Z-01 | 光纤跳线 LC/APC到ST/UPC 双芯 9/125 单模 OS2， 低烟无卤，1米 | 10.991 | https://www.l-com.cn/fiber-optic-patch-cable-lc-apc-st-upc-duplex-9-125-single-mode-os2-lszh-1-meter-fca-latu-dps2z-01
FCA-LATU-DPS2P-15 | 光纤跳线LC/APC到ST/UPC双芯9/125单模OS2，OFNP阻燃等级，15米 | 24.6367 | https://www.l-com.cn/fiber-optic-patch-cable-lc-apc-st-upc-duplex-9-125-single-mode-os2-ofnp-15-meter-fca-latu-dps2p-15
FCA-LATU-DPS2P-10 | 光纤跳线LC/APC到ST/UPC双芯9/125单模OS2，OFNP阻燃等级，10米 | 19.82 | https://www.l-com.cn/fiber-optic-patch-cable-lc-apc-st-upc-duplex-9-125-single-mode-os2-ofnp-10-meter-fca-latu-dps2p-10
FCA-LATU-DPS2P-05 | 光纤跳线LC/APC到ST/UPC双芯9/125单模OS2，OFNP阻燃等级，5米 | 15.01 | https://www.l-com.cn/fiber-optic-patch-cable-lc-apc-st-upc-duplex-9-125-single-mode-os2-ofnp-5-meter-fca-latu-dps2p-05
FCA-LATU-DPS2P-03 | 光纤跳线LC/APC到ST/UPC双芯9/125单模OS2，OFNP阻燃等级，3米 | 13.08 | https://www.l-com.cn/fiber-optic-patch-cable-lc-apc-st-upc-duplex-9-125-single-mode-os2-ofnp-3-meter-fca-latu-dps2p-03
FCA-LATU-DPS2P-02 | 光纤跳线LC/APC到ST/UPC双芯9/125单模OS2，OFNP阻燃等级，2米 | 12.124 | https://www.l-com.cn/fiber-optic-patch-cable-lc-apc-st-upc-duplex-9-125-single-mode-os2-ofnp-2-meter-fca-latu-dps2p-02
FCA-LATU-DPS2P-01 | 光纤跳线LC/APC到ST/UPC双芯9/125单模OS2，OFNP阻燃等级，1米 | 11.159 | https://www.l-com.cn/fiber-optic-patch-cable-lc-apc-st-upc-duplex-9-125-single-mode-os2-ofnp-1-meter-fca-latu-dps2p-01
FCA-LASU-DPS2Z-15 | 光纤跳线 LC/APC到SC/UPC 双芯 9/125 单模 OS2， 低烟无卤，15米 | 18.8067 | https://www.l-com.cn/fiber-optic-patch-cable-lc-apc-sc-upc-duplex-9-125-single-mode-os2-lszh-15-meter-fca-lasu-dps2z-15
FCA-LASU-DPS2Z-10 | 光纤跳线 LC/APC到SC/UPC 双芯 9/125 单模 OS2， 低烟无卤，10米 | 15.97 | https://www.l-com.cn/fiber-optic-patch-cable-lc-apc-sc-upc-duplex-9-125-single-mode-os2-lszh-10-meter-fca-lasu-dps2z-10
FCA-LASU-DPS2Z-05 | 光纤跳线 LC/APC到SC/UPC 双芯 9/125 单模 OS2， 低烟无卤，5米 | 13.14 | https://www.l-com.cn/fiber-optic-patch-cable-lc-apc-sc-upc-duplex-9-125-single-mode-os2-lszh-5-meter-fca-lasu-dps2z-05
FCA-LASU-DPS2Z-03 | 光纤跳线 LC/APC到SC/UPC 双芯 9/125 单模 OS2， 低烟无卤，3米 | 12.009 | https://www.l-com.cn/fiber-optic-patch-cable-lc-apc-sc-upc-duplex-9-125-single-mode-os2-lszh-3-meter-fca-lasu-dps2z-03
FCA-LASU-DPS2Z-02 | 光纤跳线 LC/APC到SC/UPC 双芯 9/125 单模 OS2， 低烟无卤，2米 | 11.442 | https://www.l-com.cn/fiber-optic-patch-cable-lc-apc-sc-upc-duplex-9-125-single-mode-os2-lszh-2-meter-fca-lasu-dps2z-02
FCA-LASU-DPS2Z-01 | 光纤跳线 LC/APC到SC/UPC 双芯 9/125 单模 OS2， 低烟无卤，1米 | 10.8756 | https://www.l-com.cn/fiber-optic-patch-cable-lc-apc-sc-upc-duplex-9-125-single-mode-os2-lszh-1-meter-fca-lasu-dps2z-01
FCA-LASU-DPS2P-15 | 光纤跳线LC/APC到SC/UPC双芯9/125单模OS2，OFNP阻燃等级，15米 | 24.5233 | https://www.l-com.cn/fiber-optic-patch-cable-lc-apc-sc-upc-duplex-9-125-single-mode-os2-ofnp-15-meter-fca-lasu-dps2p-15
FCA-LASU-DPS2P-10 | 光纤跳线LC/APC到SC/UPC双芯9/125单模OS2，OFNP阻燃等级，10米 | 19.71 | https://www.l-com.cn/fiber-optic-patch-cable-lc-apc-sc-upc-duplex-9-125-single-mode-os2-ofnp-10-meter-fca-lasu-dps2p-10
FCA-LASU-DPS2P-05 | 光纤跳线LC/APC到SC/UPC双芯9/125单模OS2，OFNP阻燃等级，5米 | 14.89 | https://www.l-com.cn/fiber-optic-patch-cable-lc-apc-sc-upc-duplex-9-125-single-mode-os2-ofnp-5-meter-fca-lasu-dps2p-05
FCA-LASU-DPS2P-03 | 光纤跳线LC/APC到SC/UPC双芯9/125单模OS2，OFNP阻燃等级，3米 | 12.973 | https://www.l-com.cn/fiber-optic-patch-cable-lc-apc-sc-upc-duplex-9-125-single-mode-os2-ofnp-3-meter-fca-lasu-dps2p-03
FCA-LASU-DPS2P-02 | 光纤跳线LC/APC到SC/UPC双芯9/125单模OS2，OFNP阻燃等级，2米 | 12.009 | https://www.l-com.cn/fiber-optic-patch-cable-lc-apc-sc-upc-duplex-9-125-single-mode-os2-ofnp-2-meter-fca-lasu-dps2p-02
FCA-LASU-DPS2P-01 | 光纤跳线LC/APC到SC/UPC双芯9/125单模OS2，OFNP阻燃等级，1米 | 11.044 | https://www.l-com.cn/fiber-optic-patch-cable-lc-apc-sc-upc-duplex-9-125-single-mode-os2-ofnp-1-meter-fca-lasu-dps2p-01
FCA-LASA-DPS2Z-15 | 光纤跳线 LC/APC 到SC/APC 双芯 9/125 单模 OS2， 低烟无卤，15米 | 18.92 | https://www.l-com.cn/fiber-optic-patch-cable-lc-apc-sc-apc-duplex-9-125-single-mode-os2-lszh-15-meter-fca-lasa-dps2z-15
FCA-LASA-DPS2Z-10 | 光纤跳线 LC/APC 到SC/APC 双芯 9/125 单模 OS2， 低烟无卤，10米 | 16.09 | https://www.l-com.cn/fiber-optic-patch-cable-lc-apc-sc-apc-duplex-9-125-single-mode-os2-lszh-10-meter-fca-lasa-dps2z-10
FCA-LASA-DPS2Z-05 | 光纤跳线 LC/APC 到SC/APC 双芯 9/125 单模 OS2， 低烟无卤，5米 | 13.26 | https://www.l-com.cn/fiber-optic-patch-cable-lc-apc-sc-apc-duplex-9-125-single-mode-os2-lszh-5-meter-fca-lasa-dps2z-05
FCA-LASA-DPS2Z-03 | 光纤跳线 LC/APC 到SC/APC 双芯 9/125 单模 OS2， 低烟无卤，3米 | 12.124 | https://www.l-com.cn/fiber-optic-patch-cable-lc-apc-sc-apc-duplex-9-125-single-mode-os2-lszh-3-meter-fca-lasa-dps2z-03
FCA-LASA-DPS2Z-02 | 光纤跳线 LC/APC 到SC/APC 双芯 9/125 单模 OS2， 低烟无卤，2米 | 11.558 | https://www.l-com.cn/fiber-optic-patch-cable-lc-apc-sc-apc-duplex-9-125-single-mode-os2-lszh-2-meter-fca-lasa-dps2z-02
FCA-LASA-DPS2Z-01 | 光纤跳线 LC/APC 到SC/APC 双芯 9/125 单模 OS2， 低烟无卤，1米 | 10.991 | https://www.l-com.cn/fiber-optic-patch-cable-lc-apc-sc-apc-duplex-9-125-single-mode-os2-lszh-1-meter-fca-lasa-dps2z-01
FCA-LASA-DPS2P-15 | 光纤跳线LC/APC到SC/APC双芯9/125单模 OS2，OFNP阻燃等级，15米 | 24.6367 | https://www.l-com.cn/fiber-optic-patch-cable-lc-apc-sc-apc-duplex-9-125-single-mode-os2-ofnp-15-meter-fca-lasa-dps2p-15
FCA-LASA-DPS2P-10 | 光纤跳线LC/APC到SC/APC双芯9/125单模 OS2，OFNP阻燃等级，10米 | 19.82 | https://www.l-com.cn/fiber-optic-patch-cable-lc-apc-sc-apc-duplex-9-125-single-mode-os2-ofnp-10-meter-fca-lasa-dps2p-10
FCA-LASA-DPS2P-05 | 光纤跳线LC/APC到SC/APC双芯9/125单模 OS2，OFNP阻燃等级，5米 | 15.01 | https://www.l-com.cn/fiber-optic-patch-cable-lc-apc-sc-apc-duplex-9-125-single-mode-os2-ofnp-5-meter-fca-lasa-dps2p-05
FCA-LASA-DPS2P-03 | 光纤跳线LC/APC到SC/APC双芯9/125单模 OS2，OFNP阻燃等级，3米 | 13.08 | https://www.l-com.cn/fiber-optic-patch-cable-lc-apc-sc-apc-duplex-9-125-single-mode-os2-ofnp-3-meter-fca-lasa-dps2p-03
FCA-LASA-DPS2P-02 | 光纤跳线LC/APC到SC/APC双芯9/125单模 OS2，OFNP阻燃等级，2米 | 12.124 | https://www.l-com.cn/fiber-optic-patch-cable-lc-apc-sc-apc-duplex-9-125-single-mode-os2-ofnp-2-meter-fca-lasa-dps2p-02
FCA-LASA-DPS2P-01 | 光纤跳线LC/APC到SC/APC双芯9/125单模 OS2，OFNP阻燃等级，1米 | 11.159 | https://www.l-com.cn/fiber-optic-patch-cable-lc-apc-sc-apc-duplex-9-125-single-mode-os2-ofnp-1-meter-fca-lasa-dps2p-01
FCA-LALU-DPS2Z-15 | 光纤跳线 LC/APC到LC/UPC 双芯 9/125 单模 OS2， 低烟无卤，15米 | 18.8067 | https://www.l-com.cn/fiber-optic-patch-cable-lc-apc-lc-upc-duplex-9-125-single-mode-os2-lszh-15-meter-fca-lalu-dps2z-15
FCA-LALU-DPS2Z-10 | 光纤跳线 LC/APC到LC/UPC 双芯 9/125 单模 OS2， 低烟无卤，10米 | 15.97 | https://www.l-com.cn/fiber-optic-patch-cable-lc-apc-lc-upc-duplex-9-125-single-mode-os2-lszh-10-meter-fca-lalu-dps2z-10
FCA-LALU-DPS2Z-05 | 光纤跳线 LC/APC到LC/UPC 双芯 9/125 单模 OS2， 低烟无卤，5米 | 13.14 | https://www.l-com.cn/fiber-optic-patch-cable-lc-apc-lc-upc-duplex-9-125-single-mode-os2-lszh-5-meter-fca-lalu-dps2z-05
FCA-LALU-DPS2Z-03 | 光纤跳线 LC/APC到LC/UPC 双芯 9/125 单模 OS2， 低烟无卤，3米 | 12.009 | https://www.l-com.cn/fiber-optic-patch-cable-lc-apc-lc-upc-duplex-9-125-single-mode-os2-lszh-3-meter-fca-lalu-dps2z-03
FCA-LALU-DPS2Z-02 | 光纤跳线 LC/APC到LC/UPC 双芯 9/125 单模 OS2， 低烟无卤，2米 | 11.442 | https://www.l-com.cn/fiber-optic-patch-cable-lc-apc-lc-upc-duplex-9-125-single-mode-os2-lszh-2-meter-fca-lalu-dps2z-02
FCA-LALU-DPS2Z-01 | 光纤跳线 LC/APC到LC/UPC 双芯 9/125 单模 OS2， 低烟无卤，1米 | 10.876 | https://www.l-com.cn/fiber-optic-patch-cable-lc-apc-lc-upc-duplex-9-125-single-mode-os2-lszh-1-meter-fca-lalu-dps2z-01
FCA-LALU-DPS2P-15 | 光纤跳线LC/APC到LC/UPC双芯9/125单模OS2，OFNP阻燃等级，15米 | 24.5233 | https://www.l-com.cn/fiber-optic-patch-cable-lc-apc-lc-upc-duplex-9-125-single-mode-os2-ofnp-15-meter-fca-lalu-dps2p-15
FCA-LALU-DPS2P-10 | 光纤跳线LC/APC到LC/UPC双芯9/125单模OS2，OFNP阻燃等级，10米 | 19.71 | https://www.l-com.cn/fiber-optic-patch-cable-lc-apc-lc-upc-duplex-9-125-single-mode-os2-ofnp-10-meter-fca-lalu-dps2p-10
FCA-LALU-DPS2P-05 | 光纤跳线LC/APC到LC/UPC双芯9/125单模OS2，OFNP阻燃等级，5米 | 14.89 | https://www.l-com.cn/fiber-optic-patch-cable-lc-apc-lc-upc-duplex-9-125-single-mode-os2-ofnp-5-meter-fca-lalu-dps2p-05
FCA-LALU-DPS2P-03 | 光纤跳线LC/APC到LC/UPC双芯9/125单模OS2，OFNP阻燃等级，3米 | 12.973 | https://www.l-com.cn/fiber-optic-patch-cable-lc-apc-lc-upc-duplex-9-125-single-mode-os2-ofnp-3-meter-fca-lalu-dps2p-03
FCA-LALU-DPS2P-02 | 光纤跳线LC/APC到LC/UPC双芯9/125单模OS2，OFNP阻燃等级，2米 | 12.009 | https://www.l-com.cn/fiber-optic-patch-cable-lc-apc-lc-upc-duplex-9-125-single-mode-os2-ofnp-2-meter-fca-lalu-dps2p-02
FCA-LALU-DPS2P-01 | 光纤跳线LC/APC到LC/UPC双芯9/125单模OS2，OFNP阻燃等级，1米 | 11.044 | https://www.l-com.cn/fiber-optic-patch-cable-lc-apc-lc-upc-duplex-9-125-single-mode-os2-ofnp-1-meter-fca-lalu-dps2p-01
FCA-LALA-DPS2Z-15 | 光纤跳线 LC/APC 到 LC/APC 双芯 9/125 单模 OS2， 低烟无卤，15米 | 18.92 | https://www.l-com.cn/fiber-optic-patch-cable-lc-apc-lc-apc-duplex-9-125-single-mode-os2-lszh-15-meter-fca-lala-dps2z-15
FCA-LALA-DPS2Z-10 | 光纤跳线 LC/APC 到 LC/APC 双芯 9/125 单模 OS2， 低烟无卤，10米 | 16.09 | https://www.l-com.cn/fiber-optic-patch-cable-lc-apc-lc-apc-duplex-9-125-single-mode-os2-lszh-10-meter-fca-lala-dps2z-10
FCA-LALA-DPS2Z-05 | 光纤跳线 LC/APC 到 LC/APC 双芯 9/125 单模 OS2， 低烟无卤，5米 | 13.26 | https://www.l-com.cn/fiber-optic-patch-cable-lc-apc-lc-apc-duplex-9-125-single-mode-os2-lszh-5-meter-fca-lala-dps2z-05
FCA-LALA-DPS2Z-03 | 光纤跳线 LC/APC 到 LC/APC 双芯 9/125 单模 OS2， 低烟无卤，3米 | 12.124 | https://www.l-com.cn/fiber-optic-patch-cable-lc-apc-lc-apc-duplex-9-125-single-mode-os2-lszh-3-meter-fca-lala-dps2z-03
FCA-LALA-DPS2Z-02 | 光纤跳线 LC/APC 到 LC/APC 双芯 9/125 单模 OS2， 低烟无卤，2米 | 11.558 | https://www.l-com.cn/fiber-optic-patch-cable-lc-apc-lc-apc-duplex-9-125-single-mode-os2-lszh-2-meter-fca-lala-dps2z-02
FCA-LALA-DPS2Z-01 | 光纤跳线 LC到 APC 双芯 9/125 单模 OS2， 低烟无卤，1米 | 10.991 | https://www.l-com.cn/fiber-optic-patch-cable-lc-apc-lc-apc-duplex-9-125-single-mode-os2-lszh-1-meter-fca-lala-dps2z-01
FCA-LALA-DPS2P-15 | 光纤跳线LC/APC到LC/APC双芯9/125单模 OS2，OFNP阻燃等级，15米 | 24.6367 | https://www.l-com.cn/fiber-optic-patch-cable-lc-apc-lc-apc-duplex-9-125-single-mode-os2-ofnp-15-meter-fca-lala-dps2p-15
FCA-LALA-DPS2P-10 | 光纤跳线LC/APC到LC/APC双芯9/125单模 OS2，OFNP阻燃等级，10米 | 19.82 | https://www.l-com.cn/fiber-optic-patch-cable-lc-apc-lc-apc-duplex-9-125-single-mode-os2-ofnp-10-meter-fca-lala-dps2p-10
FCA-LALA-DPS2P-05 | 光纤跳线LC/APC到LC/APC双芯9/125单模 OS2，OFNP阻燃等级，5米 | 15.01 | https://www.l-com.cn/fiber-optic-patch-cable-lc-apc-lc-apc-duplex-9-125-single-mode-os2-ofnp-5-meter-fca-lala-dps2p-05
FCA-LALA-DPS2P-03 | 光纤跳线LC/APC到LC/APC双芯9/125单模 OS2，OFNP阻燃等级，3米 | 13.08 | https://www.l-com.cn/fiber-optic-patch-cable-lc-apc-lc-apc-duplex-9-125-single-mode-os2-ofnp-3-meter-fca-lala-dps2p-03
FCA-LALA-DPS2P-02 | 光纤跳线LC/APC到LC/APC双芯9/125单模 OS2，OFNP阻燃等级，2米 | 12.124 | https://www.l-com.cn/fiber-optic-patch-cable-lc-apc-lc-apc-duplex-9-125-single-mode-os2-ofnp-2-meter-fca-lala-dps2p-02
FCA-LALA-DPS2P-01 | 光纤跳线LC/APC到LC/APC双芯9/125单模 OS2，OFNP阻燃等级，1米 | 11.1583 | https://www.l-com.cn/fiber-optic-patch-cable-lc-apc-lc-apc-duplex-9-125-single-mode-os2-ofnp-1-meter-fca-lala-dps2p-01
FCA-LAFU-DPS2Z-15 | 光纤跳线 LC/APC到FC/UPC 双芯 9/125 单模 OS2， 低烟无卤，15米 | 152.0922 | https://www.l-com.cn/fiber-optic-patch-cable-lc-apc-fc-upc-duplex-9-125-single-mode-os2-lszh-15-meter-fca-lafu-dps2z-15
FCA-LAFU-DPS2Z-10 | 光纤跳线 LC/APC到FC/UPC 双芯 9/125 单模 OS2， 低烟无卤，10米 | 16.09 | https://www.l-com.cn/fiber-optic-patch-cable-lc-apc-fc-upc-duplex-9-125-single-mode-os2-lszh-10-meter-fca-lafu-dps2z-10
FCA-LAFU-DPS2Z-05 | 光纤跳线 LC/APC到FC/UPC 双芯 9/125 单模 OS2， 低烟无卤，5米 | 13.26 | https://www.l-com.cn/fiber-optic-patch-cable-lc-apc-fc-upc-duplex-9-125-single-mode-os2-lszh-5-meter-fca-lafu-dps2z-05
FCA-LAFU-DPS2Z-03 | 光纤跳线 LC/APC到FC/UPC 双芯 9/125 单模 OS2， 低烟无卤，3米 | 12.124 | https://www.l-com.cn/fiber-optic-patch-cable-lc-apc-fc-upc-duplex-9-125-single-mode-os2-lszh-3-meter-fca-lafu-dps2z-03
FCA-LAFU-DPS2Z-02 | 光纤跳线 LC/APC到FC/UPC 双芯 9/125 单模 OS2， 低烟无卤，2米 | 11.558 | https://www.l-com.cn/fiber-optic-patch-cable-lc-apc-fc-upc-duplex-9-125-single-mode-os2-lszh-2-meter-fca-lafu-dps2z-02
FCA-LAFU-DPS2Z-01 | 光纤跳线 LC/APC到FC/UPC 双芯 9/125 单模 OS2， 低烟无卤，1米 | 10.991 | https://www.l-com.cn/fiber-optic-patch-cable-lc-apc-fc-upc-duplex-9-125-single-mode-os2-lszh-1-meter-fca-lafu-dps2z-01
FCA-LAFU-DPS2P-15 | 光纤跳线LC/APC到FC/UPC双芯9/125单模OS2，OFNP阻燃等级，15米 | 24.6367 | https://www.l-com.cn/fiber-optic-patch-cable-lc-apc-fc-upc-duplex-9-125-single-mode-os2-ofnp-15-meter-fca-lafu-dps2p-15
FCA-LAFU-DPS2P-10 | 光纤跳线LC/APC到FC/UPC双芯9/125单模OS2，OFNP阻燃等级，10米 | 19.82 | https://www.l-com.cn/fiber-optic-patch-cable-lc-apc-fc-upc-duplex-9-125-single-mode-os2-ofnp-10-meter-fca-lafu-dps2p-10
FCA-LAFU-DPS2P-05 | 光纤跳线LC/APC到FC/UPC双芯9/125单模OS2，OFNP阻燃等级，5米 | 15.01 | https://www.l-com.cn/fiber-optic-patch-cable-lc-apc-fc-upc-duplex-9-125-single-mode-os2-ofnp-5-meter-fca-lafu-dps2p-05
FCA-LAFU-DPS2P-03 | 光纤跳线LC/APC到FC/UPC双芯9/125单模OS2，OFNP阻燃等级，3米 | 13.08 | https://www.l-com.cn/fiber-optic-patch-cable-lc-apc-fc-upc-duplex-9-125-single-mode-os2-ofnp-3-meter-fca-lafu-dps2p-03
FCA-LAFU-DPS2P-02 | 光纤跳线LC/APC到FC/UPC双芯9/125单模OS2，OFNP阻燃等级，2米 | 12.124 | https://www.l-com.cn/fiber-optic-patch-cable-lc-apc-fc-upc-duplex-9-125-single-mode-os2-ofnp-2-meter-fca-lafu-dps2p-02
FCA-LAFU-DPS2P-01 | 光纤跳线LC/APC到FC/UPC双芯9/125单模OS2，OFNP阻燃等级，1米 | 11.159 | https://www.l-com.cn/fiber-optic-patch-cable-lc-apc-fc-upc-duplex-9-125-single-mode-os2-ofnp-1-meter-fca-lafu-dps2p-01
FCA-LAFA-DPS2Z-15 | 光纤跳线 LC/APC 到FC/APC 双芯 9/125 单模 OS2， 低烟无卤，15米 | 19.0267 | https://www.l-com.cn/fiber-optic-patch-cable-lc-apc-fc-apc-duplex-9-125-single-mode-os2-lszh-15-meter-fca-lafa-dps2z-15
FCA-LAFA-DPS2Z-10 | 光纤跳线 LC/APC 到FC/APC 双芯 9/125 单模 OS2， 低烟无卤，10米 | 16.19 | https://www.l-com.cn/fiber-optic-patch-cable-lc-apc-fc-apc-duplex-9-125-single-mode-os2-lszh-10-meter-fca-lafa-dps2z-10
FCA-LAFA-DPS2Z-05 | 光纤跳线 LC/APC 到FC/APC 双芯 9/125 单模 OS2， 低烟无卤，5米 | 13.36 | https://www.l-com.cn/fiber-optic-patch-cable-lc-apc-fc-apc-duplex-9-125-single-mode-os2-lszh-5-meter-fca-lafa-dps2z-05
FCA-LAFA-DPS2Z-03 | 光纤跳线 LC/APC 到FC/APC 双芯 9/125 单模 OS2， 低烟无卤，3米 | 12.23 | https://www.l-com.cn/fiber-optic-patch-cable-lc-apc-fc-apc-duplex-9-125-single-mode-os2-lszh-3-meter-fca-lafa-dps2z-03
FCA-LAFA-DPS2Z-02 | 光纤跳线 LC/APC 到FC/APC 双芯 9/125 单模 OS2， 低烟无卤，2米 | 11.664 | https://www.l-com.cn/fiber-optic-patch-cable-lc-apc-fc-apc-duplex-9-125-single-mode-os2-lszh-2-meter-fca-lafa-dps2z-02
FCA-LAFA-DPS2Z-01 | 光纤跳线 LC/APC 到FC/APC 双芯 9/125 单模 OS2， 低烟无卤，1米 | 11.097 | https://www.l-com.cn/fiber-optic-patch-cable-lc-apc-fc-apc-duplex-9-125-single-mode-os2-lszh-1-meter-fca-lafa-dps2z-01
FCA-LAFA-DPS2P-15 | 光纤跳线LC/APC到FC/APC双芯9/125单模 OS2，OFNP阻燃等级，15米 | 24.7533 | https://www.l-com.cn/fiber-optic-patch-cable-lc-apc-fc-apc-duplex-9-125-single-mode-os2-ofnp-15-meter-fca-lafa-dps2p-15
FCA-LAFA-DPS2P-10 | 光纤跳线LC/APC到FC/APC双芯9/125单模 OS2，OFNP阻燃等级，10米 | 19.94 | https://www.l-com.cn/fiber-optic-patch-cable-lc-apc-fc-apc-duplex-9-125-single-mode-os2-ofnp-10-meter-fca-lafa-dps2p-10
FCA-LAFA-DPS2P-05 | 光纤跳线LC/APC到FC/APC双芯9/125单模 OS2，OFNP阻燃等级，5米 | 15.12 | https://www.l-com.cn/fiber-optic-patch-cable-lc-apc-fc-apc-duplex-9-125-single-mode-os2-ofnp-5-meter-fca-lafa-dps2p-05
FCA-LAFA-DPS2P-03 | 光纤跳线LC/APC到FC/APC双芯9/125单模 OS2，OFNP阻燃等级，3米 | 13.195 | https://www.l-com.cn/fiber-optic-patch-cable-lc-apc-fc-apc-duplex-9-125-single-mode-os2-ofnp-3-meter-fca-lafa-dps2p-03
FCA-LAFA-DPS2P-02 | 光纤跳线LC/APC到FC/APC双芯9/125单模 OS2，OFNP阻燃等级，2米 | 12.23 | https://www.l-com.cn/fiber-optic-patch-cable-lc-apc-fc-apc-duplex-9-125-single-mode-os2-ofnp-2-meter-fca-lafa-dps2p-02
FCA-LAFA-DPS2P-01 | 光纤跳线LC/APC到FC/APC双芯9/125单模 OS2，OFNP阻燃等级，1米 | 11.274 | https://www.l-com.cn/fiber-optic-patch-cable-lc-apc-fc-apc-duplex-9-125-single-mode-os2-ofnp-1-meter-fca-lafa-dps2p-01
FCA-FCST-DPS1Z-15 | 光纤跳线 FC 到 ST 双芯 9/125 单模 OS1， 低烟无卤，15米 | 18.92 | https://www.l-com.cn/fiber-optic-patch-cable-fc-st-duplex-9-125-single-mode-os1-lszh-15-meter-fca-fcst-dps1z-15
FCA-FCST-DPS1Z-10 | 光纤跳线 FC 到 ST 双芯 9/125 单模 OS1， 低烟无卤，10米 | 16.09 | https://www.l-com.cn/fiber-optic-patch-cable-fc-st-duplex-9-125-single-mode-os1-lszh-10-meter-fca-fcst-dps1z-10
FCA-FCST-DPS1Z-05 | 光纤跳线 FC 到 ST 双芯 9/125 单模 OS1， 低烟无卤，5米 | 13.26 | https://www.l-com.cn/fiber-optic-patch-cable-fc-st-duplex-9-125-single-mode-os1-lszh-5-meter-fca-fcst-dps1z-05
FCA-FCST-DPS1Z-03 | 光纤跳线 FC 到 ST 双芯 9/125 单模 OS1， 低烟无卤，3米 | 12.124 | https://www.l-com.cn/fiber-optic-patch-cable-fc-st-duplex-9-125-single-mode-os1-lszh-3-meter-fca-fcst-dps1z-03
FCA-FCST-DPS1Z-02 | 光纤跳线 FC 到 ST 双芯 9/125 单模 OS1， 低烟无卤，2米 | 11.558 | https://www.l-com.cn/fiber-optic-patch-cable-fc-st-duplex-9-125-single-mode-os1-lszh-2-meter-fca-fcst-dps1z-02
FCA-FCST-DPS1Z-01 | 光纤跳线 FC 到 ST 双芯 9/125 单模 OS1， 低烟无卤，1米 | 10.991 | https://www.l-com.cn/fiber-optic-patch-cable-fc-st-duplex-9-125-single-mode-os1-lszh-1-meter-fca-fcst-dps1z-01
FCA-FCST-DPS1P-15 | 光纤跳线FC到ST双芯9/125单模 OS1，OFNP阻燃等级，15米 | 24.6367 | https://www.l-com.cn/fiber-optic-patch-cable-fc-st-duplex-9-125-single-mode-os1-ofnp-15-meter-fca-fcst-dps1p-15
FCA-FCST-DPS1P-10 | 光纤跳线FC到ST双芯9/125单模 OS1，OFNP阻燃等级，10米 | 19.82 | https://www.l-com.cn/fiber-optic-patch-cable-fc-st-duplex-9-125-single-mode-os1-ofnp-10-meter-fca-fcst-dps1p-10
FCA-FCST-DPS1P-05 | 光纤跳线FC到ST双芯9/125单模 OS1，OFNP阻燃等级，5米 | 15.01 | https://www.l-com.cn/fiber-optic-patch-cable-fc-st-duplex-9-125-single-mode-os1-ofnp-5-meter-fca-fcst-dps1p-05
FCA-FCST-DPS1P-03 | 光纤跳线FC到ST双芯9/125单模 OS1，OFNP阻燃等级，3米 | 13.08 | https://www.l-com.cn/fiber-optic-patch-cable-fc-st-duplex-9-125-single-mode-os1-ofnp-3-meter-fca-fcst-dps1p-03
FCA-FCST-DPS1P-02 | 光纤跳线FC到ST双芯9/125单模 OS1，OFNP阻燃等级，2米 | 12.124 | https://www.l-com.cn/fiber-optic-patch-cable-fc-st-duplex-9-125-single-mode-os1-ofnp-2-meter-fca-fcst-dps1p-02
FCA-FCST-DPS1P-01 | 光纤跳线FC到ST双芯9/125单模 OS1，OFNP阻燃等级，1米 | 11.159 | https://www.l-com.cn/fiber-optic-patch-cable-fc-st-duplex-9-125-single-mode-os1-ofnp-1-meter-fca-fcst-dps1p-01
FCA-FCSC-DPS1Z-15 | 光纤跳线 FC 到 SC 双芯 9/125 单模 OS1， 低烟无卤，15米 | 18.8067 | https://www.l-com.cn/fiber-optic-patch-cable-fc-sc-duplex-9-125-single-mode-os1-lszh-15-meter-fca-fcsc-dps1z-15
FCA-FCSC-DPS1Z-10 | 光纤跳线 FC 到 SC 双芯 9/125 单模 OS1， 低烟无卤，10米 | 15.97 | https://www.l-com.cn/fiber-optic-patch-cable-fc-sc-duplex-9-125-single-mode-os1-lszh-10-meter-fca-fcsc-dps1z-10
FCA-FCSC-DPS1Z-05 | 光纤跳线 FC 到 SC 双芯 9/125 单模 OS1， 低烟无卤，5米 | 13.14 | https://www.l-com.cn/fiber-optic-patch-cable-fc-sc-duplex-9-125-single-mode-os1-lszh-5-meter-fca-fcsc-dps1z-05
FCA-FCSC-DPS1Z-03 | 光纤跳线 FC 到 SC 双芯 9/125 单模 OS1， 低烟无卤，3米 | 12.009 | https://www.l-com.cn/fiber-optic-patch-cable-fc-sc-duplex-9-125-single-mode-os1-lszh-3-meter-fca-fcsc-dps1z-03
FCA-FCSC-DPS1Z-02 | 光纤跳线 FC 到 SC 双芯 9/125 单模 OS1， 低烟无卤，2米 | 11.442 | https://www.l-com.cn/fiber-optic-patch-cable-fc-sc-duplex-9-125-single-mode-os1-lszh-2-meter-fca-fcsc-dps1z-02
FCA-FCSC-DPS1Z-01 | 光纤跳线 FC 到 SC 双芯 9/125 单模 OS1， 低烟无卤，1米 | 10.876 | https://www.l-com.cn/fiber-optic-patch-cable-fc-sc-duplex-9-125-single-mode-os1-lszh-1-meter-fca-fcsc-dps1z-01
FCA-FCSC-DPS1P-15 | 光纤跳线FC到SC双芯9/125单模 OS1，OFNP阻燃等级，15米 | 24.5233 | https://www.l-com.cn/fiber-optic-patch-cable-fc-sc-duplex-9-125-single-mode-os1-ofnp-15-meter-fca-fcsc-dps1p-15
FCA-FCSC-DPS1P-10 | 光纤跳线FC到SC双芯9/125单模 OS1，OFNP阻燃等级，10米 | 19.71 | https://www.l-com.cn/fiber-optic-patch-cable-fc-sc-duplex-9-125-single-mode-os1-ofnp-10-meter-fca-fcsc-dps1p-10
FCA-FCSC-DPS1P-05 | 光纤跳线FC到SC双芯9/125单模 OS1，OFNP阻燃等级，5米 | 14.89 | https://www.l-com.cn/fiber-optic-patch-cable-fc-sc-duplex-9-125-single-mode-os1-ofnp-5-meter-fca-fcsc-dps1p-05
FCA-FCSC-DPS1P-03 | 光纤跳线FC到SC双芯9/125单模 OS1，OFNP阻燃等级，3米 | 12.973 | https://www.l-com.cn/fiber-optic-patch-cable-fc-sc-duplex-9-125-single-mode-os1-ofnp-3-meter-fca-fcsc-dps1p-03
FCA-FCSC-DPS1P-02 | 光纤跳线FC到SC双芯9/125单模 OS1，OFNP阻燃等级，2米 | 12.009 | https://www.l-com.cn/fiber-optic-patch-cable-fc-sc-duplex-9-125-single-mode-os1-ofnp-2-meter-fca-fcsc-dps1p-02
FCA-FCSC-DPS1P-01 | 光纤跳线FC到SC双芯9/125单模 OS1，OFNP阻燃等级，1米 | 11.044 | https://www.l-com.cn/fiber-optic-patch-cable-fc-sc-duplex-9-125-single-mode-os1-ofnp-1-meter-fca-fcsc-dps1p-01
FCA-FCLC-DPS1Z-15 | 光纤跳线 FC 到 LC 双芯 9/125 单模 OS1， 低烟无卤，15米 | 18.8067 | https://www.l-com.cn/fiber-optic-patch-cable-fc-lc-duplex-9-125-single-mode-os1-lszh-15-meter-fca-fclc-dps1z-15
FCA-FCLC-DPS1Z-10 | 光纤跳线 FC 到 LC 双芯 9/125 单模 OS1， 低烟无卤，10米 | 15.97 | https://www.l-com.cn/fiber-optic-patch-cable-fc-lc-duplex-9-125-single-mode-os1-lszh-10-meter-fca-fclc-dps1z-10
FCA-FCLC-DPS1Z-05 | 光纤跳线 FC 到 LC 双芯 9/125 单模 OS1， 低烟无卤，5米 | 13.14 | https://www.l-com.cn/fiber-optic-patch-cable-fc-lc-duplex-9-125-single-mode-os1-lszh-5-meter-fca-fclc-dps1z-05
FCA-FCLC-DPS1Z-03 | 光纤跳线 FC 到 LC 双芯 9/125 单模 OS1， 低烟无卤，3米 | 12.009 | https://www.l-com.cn/fiber-optic-patch-cable-fc-lc-duplex-9-125-single-mode-os1-lszh-3-meter-fca-fclc-dps1z-03
FCA-FCLC-DPS1Z-02 | 光纤跳线 FC 到 LC 双芯 9/125 单模 OS1， 低烟无卤，2米 | 11.442 | https://www.l-com.cn/fiber-optic-patch-cable-fc-lc-duplex-9-125-single-mode-os1-lszh-2-meter-fca-fclc-dps1z-02
FCA-FCLC-DPS1Z-01 | 光纤跳线 FC 到 LC 双芯 9/125 单模 OS1， 低烟无卤，1米 | 10.876 | https://www.l-com.cn/fiber-optic-patch-cable-fc-lc-duplex-9-125-single-mode-os1-lszh-1-meter-fca-fclc-dps1z-01
FCA-FCLC-DPS1P-15 | 光纤跳线FC到LC双芯9/125单模 OS1，OFNP阻燃等级，15米 | 24.5233 | https://www.l-com.cn/fiber-optic-patch-cable-fc-lc-duplex-9-125-single-mode-os1-ofnp-15-meter-fca-fclc-dps1p-15
FCA-FCLC-DPS1P-10 | 光纤跳线FC到LC双芯9/125单模 OS1，OFNP阻燃等级，10米 | 19.71 | https://www.l-com.cn/fiber-optic-patch-cable-fc-lc-duplex-9-125-single-mode-os1-ofnp-10-meter-fca-fclc-dps1p-10
FCA-FCLC-DPS1P-05 | 光纤跳线FC到LC双芯9/125单模 OS1，OFNP阻燃等级，5米 | 14.89 | https://www.l-com.cn/fiber-optic-patch-cable-fc-lc-duplex-9-125-single-mode-os1-ofnp-5-meter-fca-fclc-dps1p-05
FCA-FCLC-DPS1P-03 | 光纤跳线FC到LC双芯9/125单模 OS1，OFNP阻燃等级，3米 | 12.973 | https://www.l-com.cn/fiber-optic-patch-cable-fc-lc-duplex-9-125-single-mode-os1-ofnp-3-meter-fca-fclc-dps1p-03
FCA-FCLC-DPS1P-02 | 光纤跳线FC到LC双芯9/125单模 OS1，OFNP阻燃等级，2米 | 12.009 | https://www.l-com.cn/fiber-optic-patch-cable-fc-lc-duplex-9-125-single-mode-os1-ofnp-2-meter-fca-fclc-dps1p-02
FCA-FCLC-DPS1P-01 | 光纤跳线FC到LC双芯9/125单模 OS1，OFNP阻燃等级，1米 | 11.044 | https://www.l-com.cn/fiber-optic-patch-cable-fc-lc-duplex-9-125-single-mode-os1-ofnp-1-meter-fca-fclc-dps1p-01
FCA-FCFC-DPS1Z-15 | 光纤跳线 FC 到 FC 双芯 9/125 单模 OS1， 低烟无卤，15米 | 18.92 | https://www.l-com.cn/fiber-optic-patch-cable-fc-fc-duplex-9-125-single-mode-os1-lszh-15-meter-fca-fcfc-dps1z-15
FCA-FCFC-DPS1Z-10 | 光纤跳线 FC 到 FC 双芯 9/125 单模 OS1， 低烟无卤，10米 | 16.09 | https://www.l-com.cn/fiber-optic-patch-cable-fc-fc-duplex-9-125-single-mode-os1-lszh-10-meter-fca-fcfc-dps1z-10
FCA-FCFC-DPS1Z-05 | 光纤跳线 FC 到 FC 双芯 9/125 单模 OS1， 低烟无卤，5米 | 13.26 | https://www.l-com.cn/fiber-optic-patch-cable-fc-fc-duplex-9-125-single-mode-os1-lszh-5-meter-fca-fcfc-dps1z-05
FCA-FCFC-DPS1Z-03 | 光纤跳线 FC 到 FC 双芯 9/125 单模 OS1， 低烟无卤，3米 | 154.9431 | https://www.l-com.cn/fiber-optic-patch-cable-fc-fc-duplex-9-125-single-mode-os1-lszh-3-meter-fca-fcfc-dps1z-03
FCA-FCFC-DPS1Z-02 | 光纤跳线 FC 到 FC 双芯 9/125 单模 OS1， 低烟无卤，2 米 | 11.558 | https://www.l-com.cn/fiber-optic-patch-cable-fc-fc-duplex-9-125-single-mode-os1-lszh-2-meter-fca-fcfc-dps1z-02
FCA-FCFC-DPS1Z-01 | 光纤跳线，FC至FC，双芯，9/125 OS1单模，低烟无卤，1米 | 10.991 | https://www.l-com.cn/fiber-optic-patch-cable-fc-fc-duplex-9-125-singlemode-os1-lszh-1-meter-fca-fcfc-dps1z-01
FCA-FCFC-DPS1P-15 | 光纤跳线FC到FC双芯9/125单模 OS1，OFNP阻燃等级，15米 | 24.6367 | https://www.l-com.cn/fiber-optic-patch-cable-fc-fc-duplex-9-125-single-mode-os1-ofnp-15-meter-fca-fcfc-dps1p-15
FCA-FCFC-DPS1P-10 | 光纤跳线FC到FC双芯9/125单模 OS1,OFNP阻燃等级，10米 | 19.82 | https://www.l-com.cn/fiber-optic-patch-cable-fc-fc-duplex-9-125-single-mode-os1-ofnp-10-meter-fca-fcfc-dps1p-10
FCA-FCFC-DPS1P-05 | 光纤跳线FC到FC双芯9/125单模 OS1，OFNP阻燃等级，5米 | 15.01 | https://www.l-com.cn/fiber-optic-patch-cable-fc-fc-duplex-9-125-single-mode-os1-ofnp-5-meter-fca-fcfc-dps1p-05
FCA-FCFC-DPS1P-03 | 光纤跳线FC到FC双芯9/125单模 OS1,OFNP阻燃等级，3米 | 13.08 | https://www.l-com.cn/fiber-optic-patch-cable-fc-fc-duplex-9-125-single-mode-os1-ofnp-3-meter-fca-fcfc-dps1p-03
FCA-FCFC-DPS1P-02 | 光纤跳线FC到FC双芯9/125单模 OS1， OFNP阻燃等级，2米 | 12.124 | https://www.l-com.cn/fiber-optic-patch-cable-fc-fc-duplex-9-125-single-mode-os1-ofnp-2-meter-fca-fcfc-dps1p-02
FCA-FCFC-DPS1P-01 | 光纤跳线FC到FC双芯9/125单模 OS1，OFNP阻燃等级，1米 | 11.159 | https://www.l-com.cn/fiber-optic-patch-cable-fc-fc-duplex-9-125-single-mode-os1-ofnp-1-meter-fca-fcfc-dps1p-01
FCA-FATU-DPS2Z-15 | 光纤跳线 FC/APC 到ST/UPC双芯 9/125 单模 OS2， 低烟无卤，15米 | 19.0267 | https://www.l-com.cn/fiber-optic-patch-cable-fc-apc-st-upc-duplex-9-125-single-mode-os2-lszh-15-meter-fca-fatu-dps2z-15
FCA-FATU-DPS2Z-10 | 光纤跳线 FC/APC 到ST/UPC双芯 9/125 单模 OS2， 低烟无卤，10米 | 16.19 | https://www.l-com.cn/fiber-optic-patch-cable-fc-apc-st-upc-duplex-9-125-single-mode-os2-lszh-10-meter-fca-fatu-dps2z-10
FCA-FATU-DPS2Z-05 | 光纤跳线 FC/APC 到ST/UPC双芯 9/125 单模 OS2， 低烟无卤，5米 | 13.36 | https://www.l-com.cn/fiber-optic-patch-cable-fc-apc-st-upc-duplex-9-125-single-mode-os2-lszh-5-meter-fca-fatu-dps2z-05
FCA-FATU-DPS2Z-03 | 光纤跳线 FC/APC 到ST/UPC双芯 9/125 单模 OS2， 低烟无卤，3米 | 12.23 | https://www.l-com.cn/fiber-optic-patch-cable-fc-apc-st-upc-duplex-9-125-single-mode-os2-lszh-3-meter-fca-fatu-dps2z-03
FCA-FATU-DPS2Z-02 | 光纤跳线 FC/APC 到ST/UPC双芯 9/125 单模 OS2， 低烟无卤，2米 | 11.664 | https://www.l-com.cn/fiber-optic-patch-cable-fc-apc-st-upc-duplex-9-125-single-mode-os2-lszh-2-meter-fca-fatu-dps2z-02
FCA-FATU-DPS2Z-01 | 光纤跳线 FC/APC 到ST/UPC双芯 9/125 单模 OS2， 低烟无卤，1米 | 11.097 | https://www.l-com.cn/fiber-optic-patch-cable-fc-apc-st-upc-duplex-9-125-single-mode-os2-lszh-1-meter-fca-fatu-dps2z-01
FCA-FATU-DPS2P-15 | 光纤跳线FC/APC到ST/UPC双芯9/125单模OS2，OFNP阻燃等级，15米 | 24.7533 | https://www.l-com.cn/fiber-optic-patch-cable-fc-apc-st-upc-duplex-9-125-single-mode-os2-ofnp-15-meter-fca-fatu-dps2p-15
FCA-FATU-DPS2P-10 | 光纤跳线FC/APC到ST/UPC双芯9/125单模OS2，OFNP阻燃等级，10米 | 19.94 | https://www.l-com.cn/fiber-optic-patch-cable-fc-apc-st-upc-duplex-9-125-single-mode-os2-ofnp-10-meter-fca-fatu-dps2p-10
FCA-FATU-DPS2P-05 | 光纤跳线FC/APC到ST/UPC双芯9/125单模OS2，OFNP阻燃等级，5米 | 15.12 | https://www.l-com.cn/fiber-optic-patch-cable-fc-apc-st-upc-duplex-9-125-single-mode-os2-ofnp-5-meter-fca-fatu-dps2p-05
FCA-FATU-DPS2P-03 | 光纤跳线FC/APC到ST/UPC双芯9/125单模OS2，OFNP阻燃等级，3米 | 13.195 | https://www.l-com.cn/fiber-optic-patch-cable-fc-apc-st-upc-duplex-9-125-single-mode-os2-ofnp-3-meter-fca-fatu-dps2p-03
FCA-FATU-DPS2P-02 | 光纤跳线FC/APC到ST/UPC双芯9/125单模OS2，OFNP阻燃等级，2米 | 12.23 | https://www.l-com.cn/fiber-optic-patch-cable-fc-apc-st-upc-duplex-9-125-single-mode-os2-ofnp-2-meter-fca-fatu-dps2p-02
FCA-FATU-DPS2P-01 | 光纤跳线FC/APC到ST/UPC双芯9/125单模OS2，OFNP阻燃等级，1米 | 11.274 | https://www.l-com.cn/fiber-optic-patch-cable-fc-apc-st-upc-duplex-9-125-single-mode-os2-ofnp-1-meter-fca-fatu-dps2p-01
FCA-FASU-DPS2Z-15 | 光纤跳线FC/APC 到 SC/UPC 双芯 9/125 单模 OS2， 低烟无卤，15米 | 18.92 | https://www.l-com.cn/fiber-optic-patch-cable-fc-apc-sc-upc-duplex-9-125-single-mode-os2-lszh-15-meter-fca-fasu-dps2z-15
FCA-FASU-DPS2Z-10 | 光纤跳线FC/APC 到 SC/UPC 双芯 9/125 单模 OS2， 低烟无卤，10米 | 16.09 | https://www.l-com.cn/fiber-optic-patch-cable-fc-apc-sc-upc-duplex-9-125-single-mode-os2-lszh-10-meter-fca-fasu-dps2z-10
FCA-FASU-DPS2Z-05 | 光纤跳线FC/APC 到 SC/UPC 双芯 9/125 单模 OS2， 低烟无卤，5米 | 13.26 | https://www.l-com.cn/fiber-optic-patch-cable-fc-apc-sc-upc-duplex-9-125-single-mode-os2-lszh-5-meter-fca-fasu-dps2z-05
FCA-FASU-DPS2Z-03 | 光纤跳线FC/APC 到 SC/UPC 双芯 9/125 单模 OS2， 低烟无卤，3米 | 12.124 | https://www.l-com.cn/fiber-optic-patch-cable-fc-apc-sc-upc-duplex-9-125-single-mode-os2-lszh-3-meter-fca-fasu-dps2z-03
FCA-FASU-DPS2Z-02 | 光纤跳线FC/APC 到 SC/UPC 双芯 9/125 单模 OS2， 低烟无卤，2米 | 11.558 | https://www.l-com.cn/fiber-optic-patch-cable-fc-apc-sc-upc-duplex-9-125-single-mode-os2-lszh-2-meter-fca-fasu-dps2z-02
FCA-FASU-DPS2Z-01 | 光纤跳线FC/APC 到 SC/UPC 双芯 9/125 单模 OS2， 低烟无卤，1米 | 10.991 | https://www.l-com.cn/fiber-optic-patch-cable-fc-apc-sc-upc-duplex-9-125-single-mode-os2-lszh-1-meter-fca-fasu-dps2z-01
FCA-FASU-DPS2P-15 | 光纤跳线FC/APC到SC/UPC双芯9/125单模OS2，OFNP阻燃等级，15米 | 24.6367 | https://www.l-com.cn/fiber-optic-patch-cable-fc-apc-sc-upc-duplex-9-125-single-mode-os2-ofnp-15-meter-fca-fasu-dps2p-15
FCA-FASU-DPS2P-10 | 光纤跳线FC/APC到SC/UPC双芯9/125单模OS2，OFNP阻燃等级，10米 | 19.82 | https://www.l-com.cn/fiber-optic-patch-cable-fc-apc-sc-upc-duplex-9-125-single-mode-os2-ofnp-10-meter-fca-fasu-dps2p-10
FCA-FASU-DPS2P-05 | 光纤跳线FC/APC到SC/UPC双芯9/125单模OS2，OFNP阻燃等级，5米 | 15.01 | https://www.l-com.cn/fiber-optic-patch-cable-fc-apc-sc-upc-duplex-9-125-single-mode-os2-ofnp-5-meter-fca-fasu-dps2p-05
FCA-FASU-DPS2P-03 | 光纤跳线FC/APC到SC/UPC双芯9/125单模OS2，OFNP阻燃等级，3米 | 13.08 | https://www.l-com.cn/fiber-optic-patch-cable-fc-apc-sc-upc-duplex-9-125-single-mode-os2-ofnp-3-meter-fca-fasu-dps2p-03
FCA-FASU-DPS2P-02 | 光纤跳线FC/APC到SC/UPC双芯9/125单模OS2，OFNP阻燃等级，2米 | 12.124 | https://www.l-com.cn/fiber-optic-patch-cable-fc-apc-sc-upc-duplex-9-125-single-mode-os2-ofnp-2-meter-fca-fasu-dps2p-02
FCA-FASU-DPS2P-01 | 光纤跳线FC/APC到SC/UPC双芯9/125单模OS2，OFNP阻燃等级，1米 | 11.159 | https://www.l-com.cn/fiber-optic-patch-cable-fc-apc-sc-upc-duplex-9-125-single-mode-os2-ofnp-1-meter-fca-fasu-dps2p-01
FCA-FASA-DPS2Z-15 | 光纤跳线FC/APC 到SC/APC 双芯 9/125 单模 OS2， 低烟无卤，15米 | 19.0267 | https://www.l-com.cn/fiber-optic-patch-cable-fc-apc-sc-apc-duplex-9-125-single-mode-os2-lszh-15-meter-fca-fasa-dps2z-15
FCA-FASA-DPS2Z-10 | 光纤跳线FC/APC 到SC/APC 双芯 9/125 单模 OS2， 低烟无卤，10米 | 16.19 | https://www.l-com.cn/fiber-optic-patch-cable-fc-apc-sc-apc-duplex-9-125-single-mode-os2-lszh-10-meter-fca-fasa-dps2z-10
FCA-FASA-DPS2Z-05 | 光纤跳线FC/APC 到SC/APC 双芯 9/125 单模 OS2， 低烟无卤，5米 | 13.36 | https://www.l-com.cn/fiber-optic-patch-cable-fc-apc-sc-apc-duplex-9-125-single-mode-os2-lszh-5-meter-fca-fasa-dps2z-05
FCA-FASA-DPS2Z-03 | 光纤跳线FC/APC 到SC/APC 双芯 9/125 单模 OS2， 低烟无卤，3米 | 12.23 | https://www.l-com.cn/fiber-optic-patch-cable-fc-apc-sc-apc-duplex-9-125-single-mode-os2-lszh-3-meter-fca-fasa-dps2z-03
FCA-FASA-DPS2Z-02 | 光纤跳线FC/APC 到SC/APC 双芯 9/125 单模 OS2， 低烟无卤，2米 | 11.664 | https://www.l-com.cn/fiber-optic-patch-cable-fc-apc-sc-apc-duplex-9-125-single-mode-os2-lszh-2-meter-fca-fasa-dps2z-02
FCA-FASA-DPS2Z-01 | 光纤跳线FC/APC 到SC/APC 双芯 9/125 单模 OS2， 低烟无卤，1米 | 11.097 | https://www.l-com.cn/fiber-optic-patch-cable-fc-apc-sc-apc-duplex-9-125-single-mode-os2-lszh-1-meter-fca-fasa-dps2z-01
FCA-FASA-DPS2P-15 | 光纤跳线FC/APC到SC/APC双芯9/125单模OS2，OFNP阻燃等级，15米 | 24.7533 | https://www.l-com.cn/fiber-optic-patch-cable-fc-apc-sc-apc-duplex-9-125-single-mode-os2-ofnp-15-meter-fca-fasa-dps2p-15
FCA-FASA-DPS2P-10 | 光纤跳线FC/APC到SC/APC双芯9/125单模OS2，OFNP阻燃等级，10米 | 19.94 | https://www.l-com.cn/fiber-optic-patch-cable-fc-apc-sc-apc-duplex-9-125-single-mode-os2-ofnp-10-meter-fca-fasa-dps2p-10
FCA-FASA-DPS2P-05 | 光纤跳线FC/APC到SC/APC双芯9/125单模OS2，OFNP阻燃等级，5米 | 15.12 | https://www.l-com.cn/fiber-optic-patch-cable-fc-apc-sc-apc-duplex-9-125-single-mode-os2-ofnp-5-meter-fca-fasa-dps2p-05
FCA-FASA-DPS2P-03 | 光纤跳线FC/APC到SC/APC双芯9/125单模OS2，OFNP阻燃等级，3米 | 13.195 | https://www.l-com.cn/fiber-optic-patch-cable-fc-apc-sc-apc-duplex-9-125-single-mode-os2-ofnp-3-meter-fca-fasa-dps2p-03
FCA-FASA-DPS2P-02 | 光纤跳线FC/APC到SC/APC双芯9/125单模OS2，OFNP阻燃等级，2米 | 96.0687 | https://www.l-com.cn/fiber-optic-patch-cable-fc-apc-sc-apc-duplex-9-125-single-mode-os2-ofnp-2-meter-fca-fasa-dps2p-02
FCA-FASA-DPS2P-01 | 光纤跳线FC/APC到SC/APC双芯9/125单模OS2，OFNP阻燃等级，1米 | 11.274 | https://www.l-com.cn/fiber-optic-patch-cable-fc-apc-sc-apc-duplex-9-125-single-mode-os2-ofnp-1-meter-fca-fasa-dps2p-01
FCA-FALU-DPS2Z-15 | 光纤跳线FC/APC 到 LC/UPC双芯 9/125 单模 OS2， 低烟无卤，15米 | 18.92 | https://www.l-com.cn/fiber-optic-patch-cable-fc-apc-lc-upc-duplex-9-125-single-mode-os2-lszh-15-meter-fca-falu-dps2z-15
FCA-FALU-DPS2Z-10 | 光纤跳线FC/APC 到 LC/UPC双芯 9/125 单模 OS2， 低烟无卤，10米 | 16.09 | https://www.l-com.cn/fiber-optic-patch-cable-fc-apc-lc-upc-duplex-9-125-single-mode-os2-lszh-10-meter-fca-falu-dps2z-10
FCA-FALU-DPS2Z-05 | 光纤跳线FC/APC 到 LC/UPC双芯 9/125 单模 OS2， 低烟无卤，5米 | 13.26 | https://www.l-com.cn/fiber-optic-patch-cable-fc-apc-lc-upc-duplex-9-125-single-mode-os2-lszh-5-meter-fca-falu-dps2z-05
FCA-FALU-DPS2Z-03 | 光纤跳线FC/APC 到 LC/UPC双芯 9/125 单模 OS2， 低烟无卤，3米 | 12.124 | https://www.l-com.cn/fiber-optic-patch-cable-fc-apc-lc-upc-duplex-9-125-single-mode-os2-lszh-3-meter-fca-falu-dps2z-03
FCA-FALU-DPS2Z-02 | 光纤跳线FC/APC 到 LC/UPC双芯 9/125 单模 OS2， 低烟无卤，2米 | 11.558 | https://www.l-com.cn/fiber-optic-patch-cable-fc-apc-lc-upc-duplex-9-125-single-mode-os2-lszh-2-meter-fca-falu-dps2z-02
FCA-FALU-DPS2Z-01 | 光纤跳线FC/APC 到 LC/UPC双芯 9/125 单模 OS2， 低烟无卤，1米 | 10.991 | https://www.l-com.cn/fiber-optic-patch-cable-fc-apc-lc-upc-duplex-9-125-single-mode-os2-lszh-1-meter-fca-falu-dps2z-01
FCA-FALU-DPS2P-15 | 光纤跳线FC/APC到LC/UPC双芯9/125单模OS2，OFNP阻燃等级，15米 | 24.6367 | https://www.l-com.cn/fiber-optic-patch-cable-fc-apc-lc-upc-duplex-9-125-single-mode-os2-ofnp-15-meter-fca-falu-dps2p-15
FCA-FALU-DPS2P-10 | 光纤跳线FC/APC到LC/UPC双芯9/125单模OS2，OFNP阻燃等级，10米 | 19.82 | https://www.l-com.cn/fiber-optic-patch-cable-fc-apc-lc-upc-duplex-9-125-single-mode-os2-ofnp-10-meter-fca-falu-dps2p-10
FCA-FALU-DPS2P-05 | 光纤跳线FC/APC到LC/UPC双芯9/125单模OS2，OFNP阻燃等级，5米 | 15.01 | https://www.l-com.cn/fiber-optic-patch-cable-fc-apc-lc-upc-duplex-9-125-single-mode-os2-ofnp-5-meter-fca-falu-dps2p-05
FCA-FALU-DPS2P-03 | 光纤跳线FC/APC到LC/UPC双芯9/125单模OS2，OFNP阻燃等级，3米 | 13.08 | https://www.l-com.cn/fiber-optic-patch-cable-fc-apc-lc-upc-duplex-9-125-single-mode-os2-ofnp-3-meter-fca-falu-dps2p-03
FCA-FALU-DPS2P-02 | 光纤跳线FC/APC到LC/UPC双芯9/125单模OS2，OFNP阻燃等级，2米 | 12.124 | https://www.l-com.cn/fiber-optic-patch-cable-fc-apc-lc-upc-duplex-9-125-single-mode-os2-ofnp-2-meter-fca-falu-dps2p-02
FCA-FALU-DPS2P-01 | 光纤跳线FC/APC到LC/UPC双芯9/125单模OS2，OFNP阻燃等级，1米 | 11.159 | https://www.l-com.cn/fiber-optic-patch-cable-fc-apc-lc-upc-duplex-9-125-single-mode-os2-ofnp-1-meter-fca-falu-dps2p-01
FCA-FAFU-DPS2Z-15 | 光纤跳线 FC/APC 到 FC/UPC双芯 9/125 单模 OS2， 低烟无卤，15米 | 19.0267 | https://www.l-com.cn/fiber-optic-patch-cable-fc-apc-fc-upc-duplex-9-125-single-mode-os2-lszh-15-meter-fca-fafu-dps2z-15
FCA-FAFU-DPS2Z-10 | 光纤跳线 FC/APC 到 FC/UPC双芯 9/125 单模 OS2， 低烟无卤，10米 | 16.19 | https://www.l-com.cn/fiber-optic-patch-cable-fc-apc-fc-upc-duplex-9-125-single-mode-os2-lszh-10-meter-fca-fafu-dps2z-10
FCA-FAFU-DPS2Z-05 | 光纤跳线 FC/APC 到 FC/UPC双芯 9/125 单模 OS2， 低烟无卤，5米 | 101.6379 | https://www.l-com.cn/fiber-optic-patch-cable-fc-apc-fc-upc-duplex-9-125-single-mode-os2-lszh-5-meter-fca-fafu-dps2z-05
FCA-FAFU-DPS2Z-03 | 光纤跳线 FC/APC 到 FC/UPC双芯 9/125 单模 OS2， 低烟无卤，3米 | 89.505 | https://www.l-com.cn/fiber-optic-patch-cable-fc-apc-fc-upc-duplex-9-125-single-mode-os2-lszh-3-meter-fca-fafu-dps2z-03
FCA-FAFU-DPS2Z-02 | 光纤跳线 FC/APC 到 FC/UPC双芯 9/125 单模 OS2， 低烟无卤，2米 | 11.664 | https://www.l-com.cn/fiber-optic-patch-cable-fc-apc-fc-upc-duplex-9-125-single-mode-os2-lszh-2-meter-fca-fafu-dps2z-02
FCA-FAFU-DPS2Z-01 | 光纤跳线 FC/APC 到 FC/UPC双芯 9/125 单模 OS2， 低烟无卤，1米 | 11.097 | https://www.l-com.cn/fiber-optic-patch-cable-fc-apc-fc-upc-duplex-9-125-single-mode-os2-lszh-1-meter-fca-fafu-dps2z-01
FCA-FAFU-DPS2P-15 | 光纤跳线FC/APC到FC/UPC双芯9/125单模OS2，OFNP阻燃等级，15米 | 24.7533 | https://www.l-com.cn/fiber-optic-patch-cable-fc-apc-fc-upc-duplex-9-125-single-mode-os2-ofnp-15-meter-fca-fafu-dps2p-15
FCA-FAFU-DPS2P-10 | 光纤跳线FC/APC到FC/UPC双芯9/125单模OS2，OFNP阻燃等级，10米 | 19.94 | https://www.l-com.cn/fiber-optic-patch-cable-fc-apc-fc-upc-duplex-9-125-single-mode-os2-ofnp-10-meter-fca-fafu-dps2p-10
FCA-FAFU-DPS2P-05 | 光纤跳线FC/APC到FC/UPC双芯9/125单模OS2，OFNP阻燃等级，5米 | 15.12 | https://www.l-com.cn/fiber-optic-patch-cable-fc-apc-fc-upc-duplex-9-125-single-mode-os2-ofnp-5-meter-fca-fafu-dps2p-05
FCA-FAFU-DPS2P-03 | 光纤跳线FC/APC到FC/UPC双芯9/125单模OS2，OFNP阻燃等级，3米 | 13.195 | https://www.l-com.cn/fiber-optic-patch-cable-fc-apc-fc-upc-duplex-9-125-single-mode-os2-ofnp-3-meter-fca-fafu-dps2p-03
FCA-FAFU-DPS2P-02 | 光纤跳线FC/APC到FC/UPC双芯9/125单模OS2，OFNP阻燃等级，2米 | 12.23 | https://www.l-com.cn/fiber-optic-patch-cable-fc-apc-fc-upc-duplex-9-125-single-mode-os2-ofnp-2-meter-fca-fafu-dps2p-02
FCA-FAFU-DPS2P-01 | 光纤跳线FC/APC到FC/UPC双芯9/125单模OS2，OFNP阻燃等级，1米 | 11.274 | https://www.l-com.cn/fiber-optic-patch-cable-fc-apc-fc-upc-duplex-9-125-single-mode-os2-ofnp-1-meter-fca-fafu-dps2p-01
FCA-FAFA-DPS2Z-15 | 光纤跳线FC/APC 到FC/APC 双芯 9/125 单模 OS2， 低烟无卤，15米 | 19.14 | https://www.l-com.cn/fiber-optic-patch-cable-fc-apc-fc-apc-duplex-9-125-single-mode-os2-lszh-15-meter-fca-fafa-dps2z-15
FCA-FAFA-DPS2Z-10 | 光纤跳线FC/APC 到FC/APC 双芯 9/125 单模 OS2， 低烟无卤，10米 | 16.31 | https://www.l-com.cn/fiber-optic-patch-cable-fc-apc-fc-apc-duplex-9-125-single-mode-os2-lszh-10-meter-fca-fafa-dps2z-10
FCA-FAFA-DPS2Z-05 | 光纤跳线FC/APC 到FC/APC 双芯 9/125 单模 OS2， 低烟无卤，5米 | 13.48 | https://www.l-com.cn/fiber-optic-patch-cable-fc-apc-fc-apc-duplex-9-125-single-mode-os2-lszh-5-meter-fca-fafa-dps2z-05
FCA-FAFA-DPS2Z-03 | 光纤跳线FC/APC 到FC/APC 双芯 9/125 单模 OS2， 低烟无卤，3米 | 12.345 | https://www.l-com.cn/fiber-optic-patch-cable-fc-apc-fc-apc-duplex-9-125-single-mode-os2-lszh-3-meter-fca-fafa-dps2z-03
FCA-FAFA-DPS2Z-02 | 光纤跳线FC/APC 到FC/APC 双芯 9/125 单模 OS2， 低烟无卤，2米 | 11.779 | https://www.l-com.cn/fiber-optic-patch-cable-fc-apc-fc-apc-duplex-9-125-single-mode-os2-lszh-2-meter-fca-fafa-dps2z-02
FCA-FAFA-DPS2Z-01 | 光纤跳线FC/APC 到FC/APC 双芯 9/125 单模 OS2， 低烟无卤，1米 | 11.212 | https://www.l-com.cn/fiber-optic-patch-cable-fc-apc-fc-apc-duplex-9-125-single-mode-os2-lszh-1-meter-fca-fafa-dps2z-01
FCA-FAFA-DPS2P-15 | 光纤跳线FC/APC到FC/APC双芯9/125单模OS2，OFNP阻燃等级，15米 | 24.8667 | https://www.l-com.cn/fiber-optic-patch-cable-fc-apc-fc-apc-duplex-9-125-single-mode-os2-ofnp-15-meter-fca-fafa-dps2p-15
FCA-FAFA-DPS2P-10 | 光纤跳线FC/APC到FC/APC双芯9/125单模OS2，OFNP阻燃等级，10米 | 20.05 | https://www.l-com.cn/fiber-optic-patch-cable-fc-apc-fc-apc-duplex-9-125-single-mode-os2-ofnp-10-meter-fca-fafa-dps2p-10
FCA-FAFA-DPS2P-05 | 光纤跳线FC/APC到FC/APC双芯9/125单模OS2，OFNP阻燃等级，5米 | 15.24 | https://www.l-com.cn/fiber-optic-patch-cable-fc-apc-fc-apc-duplex-9-125-single-mode-os2-ofnp-5-meter-fca-fafa-dps2p-05
FCA-FAFA-DPS2P-03 | 光纤跳线FC/APC到FC/APC双芯9/125单模OS2，OFNP阻燃等级，3米 | 13.31 | https://www.l-com.cn/fiber-optic-patch-cable-fc-apc-fc-apc-duplex-9-125-single-mode-os2-ofnp-3-meter-fca-fafa-dps2p-03
FCA-FAFA-DPS2P-02 | 光纤跳线FC/APC到FC/APC双芯9/125单模OS2，OFNP阻燃等级，2米 | 12.345 | https://www.l-com.cn/fiber-optic-patch-cable-fc-apc-fc-apc-duplex-9-125-single-mode-os2-ofnp-2-meter-fca-fafa-dps2p-02
FCA-FAFA-DPS2P-01 | 光纤跳线FC/APC到FC/APC双芯9/125单模OS2，OFNP阻燃等级，1米 | 11.381 | https://www.l-com.cn/fiber-optic-patch-cable-fc-apc-fc-apc-duplex-9-125-single-mode-os2-ofnp-1-meter-fca-fafa-dps2p-01
DVIHDFM | DVI适配器，DVI-D母头/HDMI公头 | 24.17 | https://www.l-com.cn/audio-video-dvi-adapter-dvi-i-female-hdmi-male
DPA00003-2M | Premium DisplayPort cable length 2M | 40.4851 | https://www.l-com.cn/audio-video-premium-displayport-cable-length-2m
DGB37M | 超薄转接器，DB37 公头 / DB37公头 | 8.1933 | https://www.l-com.cn/d-sub-slimline-gender-changer-db37-male-male
CTLF3VGAMM-25 | 特优型带磁环VGA线缆, HD15 公头 / HD15 公头, 25.0 ft / 7.6 m,黑色 | 145.79 | https://www.l-com.cn/audio-video-premium-vga-cable-hd15-male-male-with-ferrites-black-250-ft
CTLEVCMM-5 | EVC 线缆 , 公头 / 公头 , 5.0 ft / 1.5 m | 141.5204 | https://www.l-com.cn/audio-video-evc-cable-male-male-50-ft
CTLDVI-HD-MM-5 | 特优型DVI线缆组件, DVI-A 公头 / HD15 公头 , 带磁环,5.0 ft / 1.5 m | 182.9268 | https://www.l-com.cn/audio-video-premium-dvi-a-male-dvi-cable-hd15-male-w-ferrites-50-ft
CTL3VGAMF-10 | 特优型SVGA延长线缆，HD15公头/母头，灰色，10.0ft/3.0m | 57.0267 | https://www.l-com.cn/audio-video-premium-svga-extension-cable-hd15-male-female-gray-100-ft
CTL354MM-3 | 立体声4电路TRRS 超细音频线缆，公头/公头，3.0ft/0.9m | 19.905 | https://www.l-com.cn/audio-video-stereo-4-circuit-trrs-thinline-audio-cable-male-male-30-ft
CSTP25-100 | 25对26 AWG散装线缆, 双层屏蔽, 100 ft/30 m 线轴包装包装 | 402.84 | https://www.l-com.cn/d-sub-25-pair-26-awg-bulk-cable-100-ft-spool
CSMUZ9MM-15 | D-Sub 线缆,低烟无卤 ,DB9公头/ DB9公头,15.0 ft/4.5 m | 75.8567 | https://www.l-com.cn/d-sub-lszh-d-sub-cable-db9-male-db9-male-150-ft
CSMUAXMT-2M | 特优型USB A型公头/母头装配式延长线缆，2.0m | 19.3511 | https://www.l-com.cn/usb-premium-usb-type-a-male-female-mounting-extension-cable-20m
CTL3VGAMM-15TP | 超细特优型 SVGA 线缆 , HD15 公头 / HD15 公头 , 15.0 ft / 4.6 m | 232.193 | https://www.l-com.cn/audio-video-super-thin-plenum-svga-cable-hd15-male-male-150-ft
CSMNB15MF-15 | 优良型模制D-Sub 线缆, DB15 公头 / DB15 母头, 15.0 ft / 4.6m, 黑色 | 33.3367 | https://www.l-com.cn/d-sub-deluxe-molded-black-d-sub-cable-db15-male-female-150-ft
CSMN50MF-25 | 优良型模制D-Sub 线缆, DB50 公头 / DB50 母头, 25.0 ft / 7.6 m | 154.152 | https://www.l-com.cn/d-sub-deluxe-molded-d-sub-cable-db50-male-female-250-ft
CSMN37MF-50 | 优良型模制D-Sub 线缆, DB37 公头 / DB37 母头, 50.0 ft / 15.2 m | 168.845 | https://www.l-com.cn/d-sub-deluxe-molded-d-sub-cable-db37-male-female-500-ft
CSMN37MF-25 | 优良型模制D-Sub 线缆, DB37 公头 / DB37 母头, 25.0 ft / 7.6 m | 83.8 | https://www.l-com.cn/d-sub-deluxe-molded-d-sub-cable-db37-male-female-250-ft
ECF504-12AAL | USB A型耦合器线缆，穿壁式A母头/自锁型A公头，12英寸（0.3米） | 34.0406 | https://www.l-com.cn/usb-usb-type-a-coupler-female-bulkhead-latching-male-12
CSMN25FF-5 | 优良型D-Sub模制线缆，DB25母头/母头，5.0ft/1.5m | 24.897 | https://www.l-com.cn/d-sub-deluxe-molded-d-sub-cable-db25-female-female-50-ft
CSMN15FF-1 | 优良型D-Sub模制线缆，DB15母头/母头，1.0ft/0.3m | 13.82 | https://www.l-com.cn/d-sub-deluxe-molded-d-sub-cable-db15-female-female-10-ft
CSM9MF-50 | 经济型模制D-Sub 线缆，DB9 公头 / DB9 母头,50.0 ft / 15.2 m | 42.78 | https://www.l-com.cn/d-sub-economy-molded-d-sub-cable-db9-male-female-500-ft
CSMUZ9MF-2.5 | D-Sub 线缆,低烟无卤 ,DB9公头/ DB9母头,2.5 ft / 0.75 m | 59.925 | https://www.l-com.cn/d-sub-lszh-d-sub-cable-db9-male-db9-female-25-ft
CS2NB15MM-5 | 特优型黑色D-Sub模制线缆，DB15公头/公头，5.0ft/1.5m | 28.61 | https://www.l-com.cn/d-sub-premium-molded-black-d-sub-cable-db15-male-male-50-ft
CS2NB15MM-15 | 特优型黑色D-Sub模制线缆，DB15公头/公头，15.0ft/4.6m | 45.68 | https://www.l-com.cn/d-sub-premium-molded-black-d-sub-cable-db15-male-male-150-ft
CS2N37MF-5 | 特优型模制D-Sub 线缆, DB37 公头 / DB37 母头, 5.0 ft / 1.5 m | 50.7863 | https://www.l-com.cn/d-sub-premium-molded-d-sub-cable-db37-male-female-50-ft
CS2N25MM-1 | 特优型模制D-Sub 线缆, DB25 公头 / DB25 公头, 1.0 ft / 0.3 m | 36.26 | https://www.l-com.cn/d-sub-premium-molded-d-sub-cable-db25-male-male-10-ft
CS2N25MF-25 | 特优型模制D-Sub 线缆, DB25 公头 / DB25 母头, 25.0 ft / 7.6 m | 85.49 | https://www.l-com.cn/d-sub-premium-molded-d-sub-cable-db25-male-female-250-ft
CPMS9MF-10 | 大功率D-sub线缆，DB9公头/母头，10.0ft/3.0m | 67.7456 | https://www.l-com.cn/d-sub-heavy-duty-d-sub-cable-db9-male-female-100-ft
CPMS15MF-50 | 大功率D-sub线缆，DB15公头/母头，50.0ft/15.2m | 393.328 | https://www.l-com.cn/d-sub-heavy-duty-d-sub-cable-db15-male-female-500-ft
CIB24-5M | 特优型IEEE-488线缆，正向/正向5.0m | 275.1 | https://www.l-com.cn/ieee-488-gpib-premium-ieee-488-cable-normal-normal-50m
CHD78MM-5 | 优良型D-Sub模制线缆，HD78公头/公头，5.0ft/1.5m | 103.5614 | https://www.l-com.cn/d-sub-deluxe-molded-d-sub-cable-hd78-male-male-50-ft
CHD78MF-25 | 优良型模制D-Sub 线缆, HD78 公头 / HD78 母头, 25.0 ft/7.5 m | 238.475 | https://www.l-com.cn/d-sub-deluxe-molded-d-sub-cable-hd78-male-female-250-ft
CHD62MF-2.5 | 优良型D-Sub模制线缆，HD62公头/母头，2.5ft/0.8m | 69.8033 | https://www.l-com.cn/d-sub-deluxe-molded-d-sub-cable-hd62-male-female-25-ft
CHD26MF-50 | 优良型模制D-Sub 线缆, HD26 公头 / HD26 母头, 50.0 ft / 15.2 m | 98.82 | https://www.l-com.cn/d-sub-deluxe-molded-d-sub-cable-hd26-male-female-500-ft
CGDVI-I-MM-10 | 优良型DVI线缆，双通道DVI-I，公头/公头，带磁环，10英尺（3米） | 63.3631 | https://www.l-com.cn/audio-video-deluxe-dvi-i-dual-link-dvi-cable-male-male-w-ferrites-100ft
CCS58A-1.5HR | RG58C同轴线缆，SMA公头/公头直角式，1.5ft/0.5m | 22.477 | https://www.l-com.cn/coaxial-rg58c-coaxial-cable-sma-male-90-degree-male-15-ft
CC59A-2 | RG59A 同轴线缆 , BNC 公头 / BNC 公头 , 2.0 ft / 0.6 m | 24.1445 | https://www.l-com.cn/audio-video-rg59a-coaxial-cable-bnc-male-male-20-ft
CHD78MF-2.5 | 优良型模制D-Sub 线缆, HD78 公头 / HD78 母头, 2.5 ft/0.75 m | 91.5429 | https://www.l-com.cn/d-sub-deluxe-molded-d-sub-cable-hd78-male-female-25-ft
CC58C-3HR2 | RG58C同轴线缆，BNC公头直角式/公头直角式，3.0ft/0.9m | 41.6513 | https://www.l-com.cn/coaxial-rg58c-coaxial-cable-bnc-90-degree-male-90-degree-male-30-ft
CC174SB-1 | RG174 同轴线缆 , SMA 公头 / BNC 公头 , 1.0 ft / 0.3 m | 14.6732 | https://www.l-com.cn/coaxial-rg174-coaxial-cable-sma-male-bnc-male-10-ft
CC174-1HR | RG174同轴线缆，BNC公头/公头直角式，1.0ft/0.3m | 20.5313 | https://www.l-com.cn/coaxial-rg174-coaxial-cable-bnc-male-90-degree-male-10-ft
CBL-USBZ-2820-1000 | LSZH USB 2.0版兼容散装线缆，1000ft/304.8m线轴包装 | 1298.32 | https://www.l-com.cn/usb-lszh-usb-revision-20-compliant-bulk-cable-1000-ft-spool
CAVISU3AMICB-2-3M | USB 3.0线缆，带翼形螺丝A型/带翼形螺丝Micro-B，3米 | 33.8211 | https://www.l-com.cn/usb-usb-30-cable-type-a-micro-b-with-thumbscrew-hardware-30m
CAUBLKAA-5M | 特优型USB线缆，黑，A型/A型，5米 | 38.235 | https://www.l-com.cn/usb-black-premium-usb-cable-type-a-a-cable-50m
CAU3ZAB-05M | 低烟无卤USB 3.0线缆，A型/B型，0.5米 | 26.92 | https://www.l-com.cn/usb-lszh-usb-30-cable-type-a-b-05m
CAU3ZAB-03M | 低烟无卤USB 3.0线缆，A型/B型，0.3米 | 31.5 | https://www.l-com.cn/usb-lszh-usb-30-cable-type-a-b-03m
CAU3HFAX-BLK-05M | 高柔性拖链级USB3.0延长线，A型公头/A型母头， 28/26/22AWG，UL20276, VW-1阻燃等级PVC护套，黑色，0.5米 | 74.2 | https://www.l-com.cn/high-flex-drag-chain-usb-30-extension-cable-assembly-type-a-male-plug-to-type-a-female-jack-28-26-22awg-20276-vw-1-pvc-black-05m
CAUBLKAA-1M | 特优型USB线缆，黑，A型/A型，1米 | 10.575 | https://www.l-com.cn/usb-black-premium-usb-cable-type-a-a-cable-10m
CA-NMRSPH002 | 超柔400系列线缆组件，N型公头/反极性SMA插头，2英尺（0.6米） | 33.95 | https://www.l-com.cn/coaxial-n-male-to-rp-sma-plug-400-ultra-flex-series-assembly-20-ft
CA-SMNMA004 | 195-系列引线, SMA 公头 / N 型公头 , 4.0 ft / 1.2 m | 23.355 | https://www.l-com.cn/coaxial-sma-male-to-n-male-pigtail-4-ft-195-series
CAA-90UMICB-3M | USB线缆，上角Micro B公头/直向A型公头，3.0m | 13.96 | https://www.l-com.cn/usb-angled-usb-cable-straight-a-male-up-angle-micro-b-male-30m
CA751MM-2M | SCSI-1模制线缆，CN50公头/公头，2.0m | 105.79 | https://www.l-com.cn/firewire-din-scsi-sata-scsi-1-molded-cable-cn50-male-male-20m
CA3A-90UMICB-05M | USB 3.0直角型线缆组件，上出线Micro-B/直通A型连接器，0.5米 | 40.7 | https://www.l-com.cn/usb-usb-30-right-angle-cable-assembly-up-angle-micro-b-straight-a-connectors-05-meters
CA3A-90RB-1M | USB 3.0线缆，A型公头/直角右出线B型公头，1米 | 62.5155 | https://www.l-com.cn/usb-usb-30-a-male-to-right-angle-right-exit-b-male-1m
CA-085SCSMSM036 | 0.085in/0.216cm半刚性线缆，SMA公头/SMA公头，36.0in/91.4cm | 116.7408 | https://www.l-com.cn/coaxial-085-semi-rigid-sma-male-to-sma-male-36-inch
C&P15M-TRAY | DB15压接式连接器公座, 盒装, 50只/盒 | 33.895 | https://www.l-com.cn/d-sub-db15-male-crimp-connectors-tray-50
BT-CAT5-P1J-4848 | BT-CAT5-P1J中跨/供电器套件，带48V直流48W电源 | 179.8093 | https://www.l-com.cn/power-over-ethernet-bt-cat5-p1j-midspan-injector-kit-with-48vdc-48-watt-power-supply
BCC58C-5 | 测试线缆，BNC公头/双香蕉插头，5.0ft/1.5m | 123.83 | https://www.l-com.cn/coaxial-test-cable-bnc-male-dual-banana-50-ft
BAC836A-58 | BNC压接式插头，50 Ohm，用于RG58U系列线缆 | 6.0722 | https://www.l-com.cn/coaxial-50-ohm-bnc-crimp-plug-for-rg58u-20-awg-cc-cable
AXA-NFBF | 同轴适配器，N型母头/BNC母头 | 11.7986 | https://www.l-com.cn/coaxial-coaxial-adapter-bnc-female-type-n-female
AXA-BFNM90 | N型公头 / BNC母头同轴50欧姆直角适配器 | 8.726 | https://www.l-com.cn/coaxial-coaxial-50-ohm-right-angle-adapter-bnc-female-n-male
CAA-90LB-03M | 直角型USB线缆，直通A型公头/左出线B型公头，0.3米 | 12.645 | https://www.l-com.cn/usb-right-angle-usb-cable-straight-a-male-left-angle-b-male-03m
CAA-90LB-05M | 直角型USB线缆，直通A型公头/左出线B型公头，0.5米 | 19.6165 | https://www.l-com.cn/usb-right-angle-usb-cable-straight-a-male-left-angle-b-male-05m
CAA-90LB-2M | 直角型USB线缆，直通A型公头/左出线B型公头，2米 | 17.9243 | https://www.l-com.cn/usb-right-angle-usb-cable-straight-a-male-left-angle-b-male-20m
CAA-90LMB5-03M | USB线缆，左角Mini B5公头/直向A型公头，0.3m | 12.18 | https://www.l-com.cn/usb-angled-usb-cable-straight-a-male-left-angle-mini-b5-male-03m
CAA-90LMB5-05M | USB线缆，左角Mini B5公头/直向A型公头，0.5m | 18.375 | https://www.l-com.cn/usb-angled-usb-cable-straight-a-male-left-angle-mini-b5-male-05m
CAA-90LMB5-1M | 直角型USB线缆，直通A型公头/左出线Mini-B5公头，1米 | 17.4903 | https://www.l-com.cn/usb-angled-usb-cable-straight-a-male-left-angle-mini-b5-male-10m
CAA-90LMB5-2M | USB线缆，左角Mini B5公头/直向A型公头，2.0m | 19.875 | https://www.l-com.cn/usb-angled-usb-cable-straight-a-male-left-angle-mini-b5-male-20m
CA-NMNMA010 | 195-系列引线 , N 型公头 / N 型公头 , 10.0 ft / 3 m | 33.855 | https://www.l-com.cn/coaxial-n-male-to-n-male-pigtail-10-ft-195-series
CA-NMNMA020 | 195-系列引线 , N 型公头 / N 型公头 , 20.0 ft / 6.1 m | 51.9125 | https://www.l-com.cn/coaxial-n-male-to-n-male-pigtail-20-ft-195-series
CAU31CB-03M | USB 3.0线缆，直通Type-C/直通B型，0.3米 | 69.75 | https://www.l-com.cn/usb-usb-30-type-c-to-type-b-straight-connection-03-meter
CAU31CB-05M | USB 3.0线缆，直通Type-C/直通B型，0.5米 | 60.6949 | https://www.l-com.cn/usb-usb-30-type-c-to-type-b-straight-connection-05-meter
CAU31CB-1M | USB 3.0线缆，直通Type-C/直通B型，1米 | 112.335 | https://www.l-com.cn/usb-usb-30-type-c-to-type-b-straight-connection-1-meter
CAU31CB-2M | USB 3.0线缆，直通Type-C/直通B型，2米 | 69.885 | https://www.l-com.cn/usb-usb-30-type-c-to-type-b-straight-connection-2-meter
CAU31CB-3M | USB 3.0线缆，直通Type-C/直通B型，3米 | 138.402 | https://www.l-com.cn/usb-usb-30-type-c-to-type-b-straight-connection-3-meter
CBL-USB2-2824-100 | USB 2.0版兼容散装线缆，28/24AWG，100ft/30.4m线轴包装 | 96.3589 | https://www.l-com.cn/usb-usb-rev-20-compliant-28-24awg-bulk-cable-100-ft-spool
CBL-USB2-2824-1000 | USB 2.0版兼容散装线缆，28/24AWG，1000ft/304.8m线轴包装 | 769.515 | https://www.l-com.cn/usb-usb-rev-20-compliant-28-24awg-bulk-cable-1000-ft-spool
CC179S-5 | RG179同轴线缆，SMB插头/插头，5.0ft/1.5m | 175.2978 | https://www.l-com.cn/audio-video-rg179-coaxial-cable-smb-plug-plug-50-ft
CCD234MF-1 | 模制S-Video线缆，公头/母头，1.0ft/0.3m | 27.8288 | https://www.l-com.cn/audio-video-molded-s-video-cable-male-female-10-ft
CCD234MF-20 | 模制S-Video线缆，公头/母头，20.0ft/6.0m | 35.055 | https://www.l-com.cn/audio-video-molded-s-video-cable-male-female-200-ft
CCD234MF-5 | 模制S-Video线缆，公头/母头，5.0ft/1.5m | 18.54 | https://www.l-com.cn/audio-video-molded-s-video-cable-male-female-50-ft
CCS58AB-1.5 | RG58C同轴线缆, SMA 公头 / BNC 公头, 1.5 ft/0.45 m | 22.845 | https://www.l-com.cn/coaxial-rg58c-coaxial-cable-sma-male-bnc-male-15-ft
CCS58AB-10 | RG58C同轴线缆, SMA 公头 / BNC 公头, 10.0/3.0 m | 28.0293 | https://www.l-com.cn/coaxial-rg58c-coaxial-cable-sma-male-bnc-male-100-ft
CCS58AB-2.5 | RG58C同轴线缆, SMA 公头 / BNC 公头, 2.5 ft/0.75 m | 24.515 | https://www.l-com.cn/coaxial-rg58c-coaxial-cable-sma-male-bnc-male-25-ft
CCS58AB-5 | RG58C同轴线缆, SMA 公头 / BNC 公头, 5.0 ft/1.5 m | 24.94 | https://www.l-com.cn/coaxial-rg58c-coaxial-cable-sma-male-bnc-male-50-ft
CCS58AB-7.5 | RG58C同轴线缆, SMA 公头 / BNC 公头, 7.5 ft/2.3 m | 26.0925 | https://www.l-com.cn/coaxial-rg58c-coaxial-cable-sma-male-bnc-male-75-ft
CCSHR316-10 | RG316同轴线缆，SMA公头/公头直角式，10.0ft/3.0m | 40.29 | https://www.l-com.cn/coaxial-rg316-coaxial-cable-sma-male-90-degree-male-100-ft
CCSHR316-2 | RG316同轴线缆，SMA公头/公头直角式，2.0ft/0.6m | 18.42 | https://www.l-com.cn/coaxial-rg316-coaxial-cable-sma-male-90-degree-male-20-ft
CCSHR316-2.5 | RG316同轴线缆，SMA公头/公头直角式，2.5ft/0.8m | 20.235 | https://www.l-com.cn/coaxial-rg316-coaxial-cable-sma-male-90-degree-male-25-ft
CCSHR316-7.5 | RG316同轴线缆，SMA公头/公头直角式，7.5ft/2.3m | 32.685 | https://www.l-com.cn/coaxial-rg316-coaxial-cable-sma-male-90-degree-male-75-ft
CGU2AB-03M | 经济型USB线缆，A型/B型，0.3米 | 18.56 | https://www.l-com.cn/usb-economy-usb-cable-type-a-b-03-meters
CGU2AB-05M | 经济型USB线缆，A型/B型，0.5米 | 19.3 | https://www.l-com.cn/usb-economy-usb-cable-type-a-b-05-meters
CGU2AB-1M | 经济型USB线缆，A型/B型，1米 | 20.72 | https://www.l-com.cn/usb-economy-usb-cable-type-a-b-1-meter
CGU2AB-2M | 经济型USB线缆，A型/B型，2米 | 23.28 | https://www.l-com.cn/usb-economy-usb-cable-type-a-b-2-meters
CGU2AB-3M | 经济型USB线缆，A型/B型，3米 | 26.82 | https://www.l-com.cn/usb-economy-usb-cable-type-a-b-3-meters
CRMN37FF-10 | 模制D-Sub 线缆, DB37 母头 / DB37 母头,带可逆硬件, 10.0 ft / 3 m | 77.9772 | https://www.l-com.cn/d-sub-reversible-hardware-molded-d-sub-cable-db37-f-f-100-ft
CRMN37FF-15 | 模制D-Sub 线缆, DB37 母头 / DB37 母头,带可逆硬件, 15.0 ft / 4.6 m | 106.545 | https://www.l-com.cn/d-sub-reversible-hardware-molded-d-sub-cable-db37-female-female-150-ft
CRMN37FF-25 | 模制D-Sub 线缆, DB37 母头 / DB37 母头,带可逆硬件, 25.0 ft / 7.6 m | 137.94 | https://www.l-com.cn/d-sub-reversible-hardware-molded-d-sub-cable-db37-f-f-250-ft
CRMN37FF-5 | 模制D-Sub 线缆, DB37 母头 / DB37 母头,带可逆硬件, 5.0 ft / 1.5 m | 66.4217 | https://www.l-com.cn/d-sub-reversible-hardware-molded-d-sub-cable-db37-female-female-50-ft
CRMN9MM-10 | 模制D-Sub 线缆, DB9 公头 / DB9 公头,带可逆硬件, 10.0 ft / 3 m | 36.585 | https://www.l-com.cn/d-sub-reversible-hardware-molded-d-sub-cable-db9-male-male-100-ft
CRMN9MM-15 | 模制D-Sub 线缆, DB9 公头 / DB9 公头,带可逆硬件, 15.0 ft / 4.6 m | 40.0424 | https://www.l-com.cn/d-sub-reversible-hardware-molded-d-sub-cable-db9-male-male-150-ft
CRMN9MM-25 | 模制D-Sub 线缆, DB9 公头 / DB9 公头,带可逆硬件, 25.0 ft / 7.6 m | 45.57 | https://www.l-com.cn/d-sub-reversible-hardware-molded-d-sub-cable-db9-male-male-250-ft
CRMN9MM-5 | 模制D-Sub 线缆, DB9 公头 / DB9 公头,带可逆硬件, 5.0 ft / 1.5 m | 30.9574 | https://www.l-com.cn/d-sub-reversible-hardware-molded-d-sub-cable-db9-male-male-50-ft
CS2NB15MF-1 | 特优型黑色D-Sub模制线缆，DB15公头/母头，1.0ft/0.3m | 64.785 | https://www.l-com.cn/d-sub-premium-molded-black-d-sub-cable-db15-male-female-10-ft
CS2NB15MF-15 | 特优型黑色D-Sub模制线缆，DB15公头/母头，15.0ft/4.6m | 62.2313 | https://www.l-com.cn/d-sub-premium-molded-black-d-sub-cable-db15-male-female-150-ft
CSMNB15MF-2.5 | 优良型模制D-Sub 线缆, DB15 公头 / DB15 母头, 2.5 ft / 0.75 m, 黑色 | 23.1989 | https://www.l-com.cn/d-sub-deluxe-molded-black-d-sub-cable-db15-male-female-25-ft
CSMNB15MF-25 | 优良型模制D-Sub 线缆, DB15 公头 / DB15 母头, 25.0 ft / 7.6 m, 黑色 | 65.9217 | https://www.l-com.cn/d-sub-deluxe-molded-black-d-sub-cable-db15-male-female-250-ft
CSMNB25MF-1 | 优良型模制D-Sub 线缆, DB25 公头 / DB25 母头, 1.0 ft / 0.3 m, 黑色 | 33.09 | https://www.l-com.cn/d-sub-deluxe-molded-black-d-sub-cable-db25-male-female-10-ft
CSMNB25MF-15 | 优良型模制D-Sub 线缆, DB25 公头 / DB25 母头, 15.0 ft / 4.6 m, 黑色 | 73.4645 | https://www.l-com.cn/d-sub-deluxe-molded-black-d-sub-cable-db25-male-female-150-ft
CSMNB25MF-25 | 优良型模制D-Sub 线缆, DB25 公头 / DB25 母头, 25.0 ft / 7.6 m, 黑色 | 96.555 | https://www.l-com.cn/d-sub-deluxe-molded-black-d-sub-cable-db25-male-female-250-ft
CSMNB25MF-5 | 优良型模制D-Sub 线缆, DB25 公头 / DB25 母头, 5.0 ft / 1.5 m, 黑色 | 50.16 | https://www.l-com.cn/d-sub-deluxe-molded-black-d-sub-cable-db25-male-female-50-ft
CSMUZ15MM-1 | 低烟无卤D-Sub线缆，DB15公头/DB15公头，1.0ft/0.3m | 34.875 | https://www.l-com.cn/d-sub-lszh-d-sub-cable-db15-male-db15-male-10-ft
CSMUZ15MM-10 | 低烟无卤D-Sub线缆，DB15公头/DB15公头，10.0ft/3.0m | 100.02 | https://www.l-com.cn/d-sub-lszh-d-sub-cable-db15-male-db15-male-100-ft
CSMUZ15MM-125 | 低烟无卤D-Sub线缆，DB15公头/DB15公头，125.0ft/7.6m | 801.66 | https://www.l-com.cn/d-sub-lszh-d-sub-cable-db15-male-db15-male-1250-ft
CSMUZ15MM-2.5 | 低烟无卤D-Sub线缆，DB15公头/DB15公头，2.5ft/0.8m | 45.555 | https://www.l-com.cn/d-sub-lszh-d-sub-cable-db15-male-db15-male-25-ft
CSMUZ15MM-25 | 低烟无卤D-Sub线缆，DB15公头/DB15公头，25.0ft/7.6m | 177.24 | https://www.l-com.cn/d-sub-lszh-d-sub-cable-db15-male-db15-male-250-ft
CSMUZ15MM-5 | 低烟无卤D-Sub线缆，DB15公头/DB15公头，5.0ft/1.5m | 68.2692 | https://www.l-com.cn/d-sub-lszh-d-sub-cable-db15-male-db15-male-50-ft
CSMUZ15MM-50 | 低烟无卤D-Sub线缆，DB15公头/DB15公头，50.0ft/15.2m | 342.345 | https://www.l-com.cn/d-sub-lszh-d-sub-cable-db15-male-db15-male-500-ft
CSMUZ9MM-10 | D-Sub 线缆,低烟无卤 ,DB9公头/ DB9公头,10.0 ft/0.3 m | 88.25 | https://www.l-com.cn/d-sub-lszh-d-sub-cable-db9-male-db9-male-100-ft
CSMUZ9MM-125 | D-Sub 线缆,低烟无卤 ,DB9公头/ DB9公头,125.0 ft/38.1 m | 758.025 | https://www.l-com.cn/d-sub-lszh-d-sub-cable-db9-male-db9-male-1250-ft
CSMUZ9MM-2.5 | D-Sub 线缆,低烟无卤 ,DB9公头/ DB9公头,2.5 ft/0.75 m | 41.565 | https://www.l-com.cn/d-sub-lszh-d-sub-cable-db9-male-db9-male-25-ft
CSMUZ9MM-5 | D-Sub 线缆,低烟无卤 ,DB9公头/ DB9公头,5.0 ft/1.5 m | 63.6 | https://www.l-com.cn/d-sub-lszh-d-sub-cable-db9-male-db9-male-50-ft
CSMUZ9MM-50 | D-Sub 线缆,低烟无卤 ,DB9公头/ DB9公头,50.0 ft/15.2 m | 320.94 | https://www.l-com.cn/d-sub-lszh-d-sub-cable-db9-male-db9-male-500-ft
CTLDVIMM-5 | 特优型DVI-D单链路带磁环线缆组件, 公头 / 公头 ,5.0 ft / 1.5 m | 73.4524 | https://www.l-com.cn/audio-video-premium-dvi-d-single-link-dvi-cable-male-male-w-ferrites-50-ft
DPA00001-010I | Displayport Right angle male to Displayport female panel mount 10 inches length | 33.6155 | https://www.l-com.cn/audio-video-displayport-right-angle-male-to-displayport-female-panel-mount-10-inches-length
DPA00001-020I | 直角型Displayport公头/面板安装式Displayport母头，20英寸（50.8厘米）长度 | 37.0656 | https://www.l-com.cn/audio-video-displayport-right-angle-male-to-displayport-female-panel-mount-20-inches-length
FODLC-02 | OM1 62.5/125多模光缆，双芯LC/双芯LC，2米 | 57.2409 | https://www.l-com.cn/fiber-optic-om1-625-125-multimode-fiber-cable-dual-lc-dual-lc-20m
FODLC-OR-03 | OM1 62.5/125多模光缆，双芯LC/双芯LC，橙，3米 | 73.5275 | https://www.l-com.cn/fiber-optic-om1-625-125-multimode-fiber-cable-dual-lc-dual-lc-orange-30m
FODLC-OR-05 | OM1 62.5/125多模光缆，双芯LC/双芯LC，橙，5米 | 78.74 | https://www.l-com.cn/fiber-optic-om1-625-125-multimode-fiber-cable-dual-lc-dual-lc-orange-50m
FODLC-OR-15 | OM1 62.5/125多模光缆，双芯LC/双芯LC，橙，15米 | 118.3031 | https://www.l-com.cn/fiber-optic-om1-625-125-multimode-fiber-cable-dual-lc-dual-lc-orange-150m
FODSC-BL-01 | OM1 62.5/125多模光缆，双芯SC/双芯SC，蓝，1米 | 45.6486 | https://www.l-com.cn/fiber-optic-om1-625-125-multimode-fiber-cable-dual-sc-dual-sc-blue-10m
FODSC-BL-03 | OM1 62.5/125多模光缆，双芯SC/双芯SC，蓝，3米 | 52.7543 | https://www.l-com.cn/fiber-optic-om1-625-125-multimode-fiber-cable-dual-sc-dual-sc-blue-30m
FODSC-BL-04 | OM1 62.5/125多模光缆，双芯SC/双芯SC，蓝，4米 | 55.229 | https://www.l-com.cn/fiber-optic-om1-625-125-multimode-fiber-cable-dual-sc-dual-sc-blue-40m
FODSC-BL-05 | OM1 62.5/125多模光缆，双芯SC/双芯SC，蓝，5米 | 60.1664 | https://www.l-com.cn/fiber-optic-om1-625-125-multimode-fiber-cable-dual-sc-dual-sc-blue-50m
FODSC-BL-10 | OM1 62.5/125多模光缆，双芯SC/双芯SC，蓝，10米 | 68.42 | https://www.l-com.cn/fiber-optic-om1-625-125-multimode-fiber-cable-dual-sc-dual-sc-blue-100m
MHD-HD-0.5 | 具有以太网功能的高速HDMI线缆，HDMI公头/Mini HDMI公头，0.5m | 63.282 | https://www.l-com.cn/audio-video-high-speed-hdmi-cable-w-ethernet-hdmi-male-mini-hdmi-male-05m
MHD-HD-1 | 具有以太网功能的高速HDMI线缆，HDMI公头/Mini HDMI公头，1.0m | 100.68 | https://www.l-com.cn/audio-video-high-speed-hdmi-cable-w-ethernet-hdmi-male-mini-hdmi-male-10m
MHD-HD-3 | 具有以太网功能的高速HDMI线缆，HDMI公头/Mini HDMI公头，3.0m | 179.25 | https://www.l-com.cn/audio-video-high-speed-hdmi-cable-w-ethernet-hdmi-male-mini-hdmi-male-30m
MHD-HD-4 | 具有以太网功能的高速HDMI线缆，HDMI公头/Mini HDMI公头，4.0m | 188.88 | https://www.l-com.cn/audio-video-high-speed-hdmi-cable-w-ethernet-hdmi-male-mini-hdmi-male-40m
MHD-HD-5 | 具有以太网功能的高速HDMI线缆，HDMI公头/Mini HDMI公头，5.0m | 176.808 | https://www.l-com.cn/audio-video-high-speed-hdmi-cable-w-ethernet-hdmi-male-mini-hdmi-male-50m
MPC45D55-BLK | 鲨鱼鳍型低烟无卤Snagless护套，5.5毫米，黑，50件/袋 | 19.155 | https://www.l-com.cn/ethernet-lszh-snagless-shark-fin-style-boots-55mm-black-pkg-50
MPC45D55-RED | 鲨鱼鳍型低烟无卤Snagless护套，5.5毫米，红，50件/袋 | 23.685 | https://www.l-com.cn/ethernet-lszh-snagless-shark-fin-style-boots-55mm-red-pkg-50
PPA00002-08F | Heavy Duty CPU/PDU Power Cord C14 to C13 15 AMP 8FT | 51.6133 | https://www.l-com.cn/power-products-heavy-duty-cpu-pdu-power-cord-c14-to-c13-15-amp-8ft
PPA00002-25F | Heavy Duty CPU/PDU Power Cord C14 to C13 15 AMP 25FT | 130.2661 | https://www.l-com.cn/power-products-heavy-duty-cpu-pdu-power-cord-c14-to-c13-15-amp-25ft
TFCPUR5730-100 | 超5类散装线缆，SF/UTP双屏蔽，4对26AWG多股导线，工业级户外聚氨酯（PUR） 黑，100英尺（30.5米） | 1498.926 | https://www.l-com.cn/category-5e-bulk-cable-sf-utp-double-shielded-4-pair-26awg-stranded-conductor-industrial-outdoor-polyurethane-pur-black-100ft-tfcpur5730-100
TFDP503-100 | 超5类散装Profinet线缆，SF/UTP双屏蔽，2对，22AWG多股，工业级户外PLTC CL3 TPE护套，绿，100英尺（30.5米） | 956.081 | https://www.l-com.cn/profinet-category-5e-bulk-cable-sf-utp-double-shielded-two-pair-22awg-stranded-industrial-outdoor-pltc-cl3-tpe-jacket-green-100ft-tfdp503-100
TFDP503-1000 | 超5类散装Profinet线缆，SF/UTP双屏蔽，2对，22AWG多股，工业级户外PLTC CL3 TPE护套，绿，1000英尺（304.8米） | 10148.7395 | https://www.l-com.cn/profinet-category-5e-bulk-cable-sf-utp-double-shielded-two-pair-22awg-stranded-industrial-outdoor-pltc-cl3-tpe-jacket-green-1000ft-tfdp503-1000
TFDP503-500 | 超5类散装Profinet线缆，SF/UTP双屏蔽，2对，22AWG多股，工业级户外PLTC CL3 TPE护套，绿，500英尺（152.4米） | 4751.3941 | https://www.l-com.cn/profinet-category-5e-bulk-cable-sf-utp-double-shielded-two-pair-22awg-stranded-industrial-outdoor-pltc-cl3-tpe-jacket-green-500ft-tfdp503-500
TRD628BL-1 | 6类细线型以太网跳线，非屏蔽，蓝，1英尺（0.3米） | 10.1942 | https://www.l-com.cn/ethernet-category-6-slim-ethernet-patch-cable-unshielded-blue-10ft
TRD628BL-10 | 6类细线型以太网跳线，非屏蔽，蓝，10英尺（3米） | 30.8395 | https://www.l-com.cn/ethernet-category-6-slim-ethernet-patch-cable-unshielded-blue-100ft
TRD628BL-14 | 6类细线型以太网跳线，非屏蔽，蓝，14英尺（4.3米） | 28.7978 | https://www.l-com.cn/ethernet-category-6-slim-ethernet-patch-cable-unshielded-blue-140ft
TRD628BL-3 | 6类细线型以太网跳线，非屏蔽，蓝，3英尺（0.9米） | 14.805 | https://www.l-com.cn/ethernet-category-6-slim-ethernet-patch-cable-unshielded-blue-30ft
TRD628BL-5 | 6类细线型以太网跳线，非屏蔽，蓝，5英尺（1.5米） | 20.07 | https://www.l-com.cn/ethernet-category-6-slim-ethernet-patch-cable-unshielded-blue-50ft
TRD695ABLK-15 | 特优型超6类线缆，RJ45/RJ45，黑，15英尺（4.6米） | 114.1331 | https://www.l-com.cn/ethernet-premium-cat6a-cable-rj45-rj45-black-150-ft
TRD695ABLK-3 | 特优型超6类线缆，RJ45/RJ45，黑，3英尺（0.9米） | 45.0797 | https://www.l-com.cn/ethernet-premium-cat6a-cable-rj45-rj45-black-30-ft
TRD695ABLK-5 | 特优型超6类线缆，RJ45/RJ45，黑，5英尺（1.5米） | 52.65 | https://www.l-com.cn/ethernet-premium-cat6a-cable-rj45-rj45-black-50-ft
TRD695ABLK-7 | 特优型超6类线缆，RJ45/RJ45，黑，7英尺（2.1米） | 74.3438 | https://www.l-com.cn/ethernet-premium-cat6a-cable-rj45-rj45-black-70-ft
TRD695R-10 | 特优型6类线缆，RJ45/RJ45，红，10英尺（3米） | 21.4401 | https://www.l-com.cn/ethernet-premium-cat-6-cable-rj45-rj45-red-100-ft
TRD695R-100 | 特优型6类线缆，RJ45/RJ45，红，100英尺（30.5米） | 104.55 | https://www.l-com.cn/ethernet-premium-cat-6-cable-rj45-rj45-red-1000-ft
TRD695R-2 | 特优型6类线缆，RJ45/RJ45，红，2英尺（0.6米） | 13.59 | https://www.l-com.cn/ethernet-premium-cat-6-cable-rj45-rj45-red-20-ft
TRD695R-20 | 特优型6类线缆，RJ45/RJ45，红，20英尺（6.1米） | 33.6563 | https://www.l-com.cn/ethernet-premium-cat-6-cable-rj45-rj45-red-200-ft
TRD695R-25 | 特优型6类线缆，RJ45/RJ45，红，25英尺（7.6米） | 31.395 | https://www.l-com.cn/ethernet-premium-cat-6-cable-rj45-rj45-red-250-ft
TRD695R-40 | 特优型6类线缆，RJ45/RJ45，红，40英尺（12.2米） | 52.905 | https://www.l-com.cn/ethernet-premium-cat-6-cable-rj45-rj45-red-400-ft
TRD695R-5 | 特优型6类线缆，RJ45/RJ45，红，5英尺（1.5米） | 12.8484 | https://www.l-com.cn/ethernet-premium-cat-6-cable-rj45-rj45-red-50-ft
TRD695R-50 | 特优型6类线缆，RJ45/RJ45，红，50英尺（15.2米） | 53.82 | https://www.l-com.cn/ethernet-premium-cat-6-cable-rj45-rj45-red-500-ft
TRD695R-60 | 特优型6类线缆，RJ45/RJ45，红，60英尺（18.3米） | 77.22 | https://www.l-com.cn/ethernet-premium-cat-6-cable-rj45-rj45-red-600-ft
TRD695R-75 | 特优型6类线缆，RJ45/RJ45，红，75英尺（22.9米） | 82.125 | https://www.l-com.cn/ethernet-premium-cat-6-cable-rj45-rj45-red-750-ft
TRD695R-80 | 特优型6类线缆，RJ45/RJ45，红，80英尺（24.4米） | 98.34 | https://www.l-com.cn/ethernet-premium-cat-6-cable-rj45-rj45-red-800-ft
TRD695R-90 | 特优型6类线缆，RJ45/RJ45，红，90英尺（27.4米） | 109.26 | https://www.l-com.cn/ethernet-premium-cat-6-cable-rj45-rj45-red-900-ft
TRD815GRY-1 | 特优型超5类跳线，RJ45/RJ45，灰，1英尺（0.3米） | 10.8335 | https://www.l-com.cn/ethernet-premium-category-5e-patch-cable-rj45-rj45-gray-10-ft
TRD815GRY-10 | 特优型超 5 类 RJ45/RJ45 模制级以太网跳线灰色10ft / 3.0m | 17.4627 | https://www.l-com.cn/ethernet-premium-category-5e-patch-cable-rj45-rj45-gray-100-ft
TRD815GRY-100 | 特优型超 5 类 RJ45/RJ45 模制级以太网跳线灰色100ft / 30.5m | 88.305 | https://www.l-com.cn/ethernet-premium-category-5e-patch-cable-rj45-rj45-gray-1000-ft
TRD815GRY-14 | 特优型超 5 类 RJ45/RJ45 模制级以太网跳线黑色14ft / 4.3m | 19.3925 | https://www.l-com.cn/ethernet-premium-category-5e-patch-cable-rj45-rj45-gray-140-ft
TRD815GRY-2 | 特优型超5类跳线，RJ45/RJ45，灰，2英尺（0.6米） | 10.17 | https://www.l-com.cn/ethernet-premium-category-5e-patch-cable-rj45-rj45-gray-20-ft
TRD815GRY-20 | 特优型超5类跳线，RJ45/RJ45，灰，20英尺（6.1米） | 29.46 | https://www.l-com.cn/ethernet-premium-category-5e-patch-cable-rj45-rj45-gray-200-ft
TRD815GRY-3 | 特优型超 5 类 RJ45/RJ45 模制级以太网跳线黑色3ft / 0.9m | 10.5269 | https://www.l-com.cn/ethernet-premium-category-5e-patch-cable-rj45-rj45-gray-30-ft
TRD815GRY-30 | 特优型超5类跳线，RJ45/RJ45，灰，30英尺（9.1米） | 35.94 | https://www.l-com.cn/ethernet-premium-category-5e-patch-cable-rj45-rj45-gray-300-ft
TRD815GRY-5 | 特优型超5类跳线，RJ45/RJ45，灰，5英尺（1.5米） | 10.74 | https://www.l-com.cn/ethernet-premium-category-5e-patch-cable-rj45-rj45-gray-50-ft
TRD815GRY-60 | 特优型超5类跳线，RJ45/RJ45，灰，60英尺（18.3米） | 59.13 | https://www.l-com.cn/ethernet-premium-category-5e-patch-cable-rj45-rj45-gray-600-ft
TRD815GRY-7 | 特优型超 5 类 RJ45/RJ45 模制级以太网跳线黑色7ft / 2.1m | 15.675 | https://www.l-com.cn/ethernet-premium-category-5e-patch-cable-rj45-rj45-gray-70-ft
TRD815GRY-75 | 特优型超 5 类 RJ45/RJ45 模制级以太网跳线黑色75ft / 22.9m | 69.6 | https://www.l-com.cn/ethernet-premium-category-5e-patch-cable-rj45-rj45-gray-750-ft
TRD815GRY-80 | 特优型超5类跳线，RJ45/RJ45，灰，80英尺（24.4米） | 77.22 | https://www.l-com.cn/ethernet-premium-category-5e-patch-cable-rj45-rj45-gray-800-ft
TRD815GRY-90 | 特优型超5类跳线，RJ45/RJ45，灰，90英尺（27.4米） | 86.445 | https://www.l-com.cn/ethernet-premium-category-5e-patch-cable-rj45-rj45-gray-900-ft
TRD815OR-10 | 特优型超 5 类 RJ45/RJ45 模制级以太网跳线橙色10ft / 3.0m | 20.76 | https://www.l-com.cn/ethernet-premium-category-5e-patch-cable-rj45-rj45-orange-100-ft
TRD815OR-100 | 特优型超 5 类 RJ45/RJ45 模制级以太网跳线黑色100ft / 30.5m | 87.84 | https://www.l-com.cn/ethernet-premium-category-5e-patch-cable-rj45-rj45-orange1000-ft
TRD815OR-14 | 特优型超 5 类 RJ45/RJ45 模制级以太网跳线橙色14ft / 4.3m | 37.5 | https://www.l-com.cn/ethernet-premium-category-5e-patch-cable-rj45-rj45-orange-140-ft
TRD815OR-2 | 特优型超5类跳线，RJ45/RJ45，橙，2英尺（0.6米） | 9.255 | https://www.l-com.cn/ethernet-premium-category-5e-patch-cable-rj45-rj45-orange-20-ft
TRD815OR-20 | 特优型超5类跳线，RJ45/RJ45，橙，20英尺（6.1米） | 37.905 | https://www.l-com.cn/ethernet-premium-category-5e-patch-cable-rj45-rj45-orange-200-ft
TRD815OR-30 | 特优型超5类跳线，RJ45/RJ45，橙，30英尺（9.1米） | 34.035 | https://www.l-com.cn/ethernet-premium-category-5e-patch-cable-rj45-rj45-orange-300-ft
TRD815OR-40 | 特优型超5类跳线，RJ45/RJ45，橙，40英尺（12.2米） | 42.06 | https://www.l-com.cn/ethernet-premium-category-5e-patch-cable-rj45-rj45-orange-400-ft
TRD815OR-50 | 特优型超 5 类 RJ45/RJ45 模制级以太网跳线黑色50ft / 15.2m | 50.64 | https://www.l-com.cn/ethernet-premium-category-5e-patch-cable-rj45-rj45-orange-500-ft
TRD815OR-60 | 特优型超5类跳线，RJ45/RJ45，橙，60英尺（18.3米） | 59.04 | https://www.l-com.cn/ethernet-premium-category-5e-patch-cable-rj45-rj45-orange-600-ft
TRD815OR-7 | 特优型超 5 类 RJ45/RJ45 模制级以太网跳线黑色7ft / 2.1m | 11.52 | https://www.l-com.cn/ethernet-premium-category-5e-patch-cable-rj45-rj45-orange-70-ft
TRD815OR-75 | 特优型超 5 类 RJ45/RJ45 模制级以太网跳线黑色75ft / 22.9m | 70.335 | https://www.l-com.cn/ethernet-premium-category-5e-patch-cable-rj45-rj45-orange-750-ft
TRD815OR-80 | 特优型超5类跳线，RJ45/RJ45，橙，80英尺（24.4米） | 77.22 | https://www.l-com.cn/ethernet-premium-category-5e-patch-cable-rj45-rj45-orange-800-ft
TRD815OR-90 | 特优型超5类跳线，RJ45/RJ45，橙，90英尺（27.4米） | 86.445 | https://www.l-com.cn/ethernet-premium-category-5e-patch-cable-rj45-rj45-orange-900-ft
TRD855SCR-10M | 超 5 类屏蔽型RJ45以太网跳线(26AWG,PVC), 灰色, 10米 | 50.385 | https://www.l-com.cn/ethernet-cat5e-rj45-ethernet-cable-shielded-26-awg-pvc-jacket-gray-100-m
TRD855SCR-12M | 超 5 类屏蔽型RJ45以太网跳线(26AWG,PVC), 灰色, 12米 | 65.655 | https://www.l-com.cn/ethernet-cat5e-rj45-ethernet-cable-shielded-26-awg-pvc-jacket-gray-120-m
TRD855SCR-15M | 超 5 类屏蔽型RJ45以太网跳线(26AWG,PVC), 灰色, 15米 | 66.33 | https://www.l-com.cn/ethernet-cat5e-rj45-ethernet-cable-shielded-26-awg-pvc-jacket-gray-150-m
TRD855SCR-1M | 超 5 类屏蔽型RJ45以太网跳线(26AWG,PVC), 灰色, 1米 | 15.6885 | https://www.l-com.cn/ethernet-cat5e-rj45-ethernet-cable-shielded-26-awg-pvc-jacket-gray-10-m
TRD855SCR-25M | 超 5 类屏蔽型RJ45以太网跳线(26AWG,PVC), 灰色, 25米 | 109.0431 | https://www.l-com.cn/ethernet-cat5e-rj45-ethernet-cable-shielded-26-awg-pvc-jacket-gray-250-m
TRD855SCR-2M | 超 5 类屏蔽型RJ45以太网跳线(26AWG,PVC), 灰色, 2米 | 19.5471 | https://www.l-com.cn/ethernet-cat5e-rj45-ethernet-cable-shielded-26-awg-pvc-jacket-gray-20-m
TRD855SCR-30M | 超 5 类屏蔽型RJ45以太网跳线(26AWG,PVC), 灰色, 30米 | 116.895 | https://www.l-com.cn/ethernet-cat5e-rj45-ethernet-cable-shielded-26-awg-pvc-jacket-gray-300-m
TRD855SCR-3M | 超 5 类屏蔽型RJ45以太网跳线(26AWG,PVC), 灰色, 3米 | 27.63 | https://www.l-com.cn/ethernet-cat5e-rj45-ethernet-cable-shielded-26-awg-pvc-jacket-gray-30-m
TRD855SCR-4M | 超 5 类屏蔽型RJ45以太网跳线(26AWG,PVC), 灰色, 4米 | 30.855 | https://www.l-com.cn/ethernet-cat5e-rj45-ethernet-cable-shielded-26-awg-pvc-jacket-gray-40-m
TRD855SCR-5M | 超 5 类屏蔽型RJ45以太网跳线(26AWG,PVC), 灰色, 5米 | 25.4301 | https://www.l-com.cn/ethernet-cat5e-rj45-ethernet-cable-shielded-26-awg-pvc-jacket-gray-50-m
U3A00100-03M | USB 3.0电缆组件，A型闩锁公插头，A型面板安装母插孔，30 / 24AWG，低烟无卤，黑色，0.3米 | 79.275 | https://www.l-com.cn/usb-30-cable-assembly-type-a-latching-male-plug-to-type-a-panel-mount-female-jack-30-24awg-low-smoke-zero-halogen-lszh-black-03m
U3A00100-05M | USB 3.0电缆组件，A型闩锁公插头，A型面板安装母插孔，30 / 24AWG，低烟无卤，黑色，0.5米 | 56.0136 | https://www.l-com.cn/usb-30-cable-assembly-type-a-latching-male-plug-to-type-a-panel-mount-female-jack-30-24awg-low-smoke-zero-halogen-lszh-black-05m
U3A00100-105M | USB 3.0电缆组件，A型闩锁公插头，A型面板安装母插孔，30 / 24AWG，低烟无卤，黑色，1.5米 | 90.195 | https://www.l-com.cn/usb-30-cable-assembly-type-a-latching-male-plug-to-type-a-panel-mount-female-jack-30-24awg-low-smoke-zero-halogen-lszh-black-1.5m
U3A00100-1M | USB 3.0电缆组件，A型闩锁公插头，A型面板安装母插孔，30 / 24AWG，低烟无卤，黑色，1.0米 | 86.31 | https://www.l-com.cn/usb-30-cable-assembly-type-a-latching-male-plug-to-type-a-panel-mount-female-jack-30-24awg-low-smoke-zero-halogen-lszh-black-10m
AL-CAT5SJW24 | 户外10/100 Base-T 24V PoE 5类浪涌保护器（避雷器） - 屏蔽式RJ45插座 | 239.8481 | https://www.l-com.cn/surge-protector-outdoor-10-100-base-t-24v-poe-cat5-lightning-surge-protector-shielded-rj45-jacks
AXA-NMNM | N型公头 / N型公头同轴筒形适配器 | 7.0029 | https://www.l-com.cn/coaxial-coaxial-barrel-adapter-type-n-male-male
BAC551 | BNC压接式直角插头，75 Ohm，用于RG179、RG187系列线缆 | 25.5958 | https://www.l-com.cn/coaxial-75-ohm-bnc-crimp-plug-right-angle-for-rg179-187-cable
BT-CAT5-P1J | 单端口5类无源PoE中跨/供电器，带内部避雷器 | 92.4638 | https://www.l-com.cn/power-over-ethernet-single-port-cat5-passive-poe-midspan-injector-w-integral-lightning-protection
CA-UFLRSBQC20 | 1.13mm 迷你同轴引线 , U.FL / 穿壁式反极性 SMA 插座 , 20cm | 15.75 | https://www.l-com.cn/coaxial-ufl-to-rp-sma-jack-bulkhead-pigtail-20cm-113-mini-coax
ELPD-CAT6 | 经济型6类10/100/1000Base-T避雷器，串接式，DIN轨道安装 | 117.9485 | https://www.l-com.cn/surge-protector-economy-din-mount-in-line-10-100-1000-base-t-cat6-lightning-surge-protector
HG5158DP-10U | 5.1-5.8 GHz 10 dBi双极性MIMO全向天线 - N型母头连接器 | 421.44 | https://www.l-com.cn/wireless-antenna-51-58-ghz-10-dbi-dual-polarity-mimo-omni-directional-antenna-n-female-connectors
HG72705FPU-UFL | 蜂窝/WiFi多频段嵌入式柔性PCB天线 | 49.6965 | https://www.l-com.cn/wireless-antenna-698-960-1710-2700-mhz-flexible-fpcb-embedded-antenna
LC-PWRN15LK-6 | L-com自锁型C13至N5-15电源线，6英尺（1.83米） | 96.1178 | https://www.l-com.cn/power-products-l-com-locking-c13-to-n5-15-power-cord-6-feet-183m
PR175BLK | L-com 1.75×19英寸（4.4×48.3厘米）空白钢制配线架 | 121.271 | https://www.l-com.cn/patch-panel-server-rack-l-com-175-x-19-blank-steel-panel
TC2592 | 超5类UTP线缆，4对24AWG多股导线，紫，1000英尺（305米） | 2427.2456 | https://www.l-com.cn/ethernet-category-5e-utp-24-awg-4-pair-stranded-conductor-violet-1kft
TDPTC6S | Pull Through RJ45 Plug, Shielded, Category 6, Pkg/100 | 188.3248 | https://www.l-com.cn/ethernet-pull-through-rj45-plug-shielded-category-6-pkg-100
VIC00013 | DVI-I（24+5）公头/HDMI母头可转动适配器 | 46.332 | https://www.l-com.cn/audio-video-dvi-245-male-to-hdmi-female-swivel-adaptor
WPRJ-LSR | IP67级RJ45网尾，长款 | 14.7085 | https://www.l-com.cn/ethernet-ip67-rj45-strain-relief-long-body
PPA00002-12F | Heavy Duty CPU/PDU Power Cord C14 to C13 15 AMP 12FT | 78.8832 | https://www.l-com.cn/power-products-heavy-duty-cpu-pdu-power-cord-c14-to-c13-15-amp-12ft
LCTP-10BT-10B5 | 媒体转换器，10Base-T RJ45转10Base-5 DB15M AUI | 363.8844 | https://www.l-com.cn/ethernet-converters-media-converter-10base-t-rj45-to-10base-5-db15m-aui
CTL3KVMM-5 | KVM线缆，公头/公头，5.0 ft/1.5 m | 116.304 | https://www.l-com.cn/audio-video-kvm-cable-male-male-50-ft
CA90DA-B-075M | 直角型USB线缆，下出线A型公头/直通B型公头，0.75米 | 12.18 | https://www.l-com.cn/usb-right-angle-usb-cable-down-angle-a-male-straight-b-male-075m
CA90DA-B-5M | 直角型USB线缆，下出线A型公头/直通B型公头，5米 | 26.46 | https://www.l-com.cn/usb-right-angle-usb-cable-down-angle-a-male-straight-b-male-50m
CA90LA-90LB-03M | 直角型USB线缆，左出线A型公头/左出线B型公头，0.3米 | 11.52 | https://www.l-com.cn/usb-right-angle-usb-cable-left-angle-a-male-left-angle-b-male-03m
CAA-45RB-1M | 45度弯角USB线缆，直通A型公头/45度右出线B型公头，1米 | 56.028 | https://www.l-com.cn/usb-45-degree-usb-cable-straight-a-male-45-degree-right-angled-b-male-10-m
CSMUZ25MF-15 | D-Sub 线缆,低烟无卤 ,DB25公头/ DB25母头,15.0 ft/4.5 m | 159.636 | https://www.l-com.cn/d-sub-lszh-d-sub-cable-db25-male-db25-female-150-ft
CSMUZ25MF-5 | D-Sub 线缆,低烟无卤 ,DB25公头/ DB25母头,5.0 ft/1.5 m | 105.285 | https://www.l-com.cn/d-sub-lszh-d-sub-cable-db25-male-db25-female-50-ft
CSNULL259MF-10 | 优良型零调制解调器线缆, DB25公头 / DB9母头, 10.0 ft/3.0 m | 28.038 | https://www.l-com.cn/d-sub-deluxe-null-modem-cable-db25-male-db9-female-100-ft
CSNULL25FF-10 | 优良型零调制解调器反向线缆, DB25母头 / DB25母头, 10.0 ft/3.0 m | 74.82 | https://www.l-com.cn/d-sub-deluxe-null-modem-reverser-cable-db25-female-female-100-ft
CA3A-90UB-03M | USB 3.0直角型线缆组件，上出线B型/直通A型连接器，0.3米 | 34.74 | https://www.l-com.cn/usb-usb-30-right-angle-cable-assembly-up-angle-b-straight-a-connectors-03-meters
CA90RA-B-05M | 直角型USB线缆，右出线A型公头/直通B型公头，0.5米 | 9.948 | https://www.l-com.cn/usb-right-angle-usb-cable-right-angle-a-male-straight-b-male-05m
CA90LA-B-3M | 直角型USB线缆，左出线A型公头/直通B型公头，3米 | 59.712 | https://www.l-com.cn/usb-right-angle-usb-cable-left-angle-a-male-straight-b-male-30m
CA90RA-B-1M | 直角型USB线缆，右出线A型公头/直通B型公头，1米 | 67.8 | https://www.l-com.cn/usb-right-angle-usb-cable-right-angle-a-male-straight-b-male-10m
CA90RA-UB-03M | 直角型USB线缆，右出线A型公头/上出线B型公头，0.3米 | 72.48 | https://www.l-com.cn/usb-right-angle-usb-cableright-angle-a-male-up-angle-b-male-03m
CA90RA-B-075M | 直角型USB线缆，右出线A型公头/直通B型公头，0.75米 | 12.876 | https://www.l-com.cn/usb-right-angle-usb-cable-right-angle-a-male-straight-b-male-075m
CVR25F | DB25/HD44母头连接器保护盖，10件/袋 | 7.896 | https://www.l-com.cn/d-sub-db25-hd44-protective-cover-for-female-connectors-pkg-10
CBC24-05M | 特优型IEEE-488线缆，正向/直列式，0.5m | 153.6187 | https://www.l-com.cn/ieee-488-gpib-premium-ieee-488-cable-normal-inline-05m
CC213-5 | RG213 同轴线缆 , N 型公头 / N 型公头 , 5.0 ft / 1.5 m | 37.248 | https://www.l-com.cn/coaxial-rg213-coaxial-cable-n-male-male-50-ft
CA90UA-B-1M | 直角型USB线缆，上出线A型公头/直通B型公头，1米 | 11.508 | https://www.l-com.cn/usb-right-angle-usb-cable-up-angle-a-male-straight-b-male-10m
CBD24-05M | 特优型IEEE-488线缆，直列式/直列式，0.5m | 233.7591 | https://www.l-com.cn/ieee-488-gpib-premium-ieee-488-cable-inline-inline-05m
CA801-3M | SCSI-2模制线缆HPDB50公头/公头，3.0m | 204.15 | https://www.l-com.cn/firewire-din-scsi-sata-scsi-2-molded-cable-hpdb50-male-male-30m
CAU31CFA-3F | USB 3.0线缆，Type-C母头/A型公头，3英尺（0.9米） | 104.34 | https://www.l-com.cn/usb-usb-30-cables-type-c-female-to-type-a-male-3-ft
CVR37M | DB37/HD62公头连接器保护盖，10件/袋 | 10.14 | https://www.l-com.cn/d-sub-db37-hd62-protective-cover-for-male-connectors-pkg-10
CSMNRA9-3MM-1 | 优良型模制D-Sub线缆，DB9公头/直角3型出线公头，1英尺（0.3米） | 17.064 | https://www.l-com.cn/d-sub-deluxe-molded-d-sub-cable-db9-male-right-angle-exit-3-male-10-ft
RA50F | 压接式直跳线，母头/母头跳线，10件/袋 | 21.3736 | https://www.l-com.cn/ethernet-crimp-poke-female-female-jumper-pkg-10
CSMNRA15-1MM-10 | 优良型模制D-Sub线缆，DB15公头/直角1型出线公头，10英尺（3米） | 71.256 | https://www.l-com.cn/d-sub-deluxe-molded-d-sub-cable-db15-male-right-angle-exit-1-male-100
CSMT15MM-5 | 金属铠装DB15线缆，公头/公头，5英尺（1.5米） | 59.76 | https://www.l-com.cn/d-sub-metal-armored-db15-cable-male-male-5-ft
CA90UA-B-03M | 直角型USB线缆，上出线A型公头/直通B型公头，0.3米 | 12.384 | https://www.l-com.cn/usb-right-angle-usb-cable-up-angle-a-male-straight-b-male-03m
DGB9MT1-CVR | DGB9MT1现场端接连接器外壳 | 1.74 | https://www.l-com.cn/d-sub-cover-for-dgb9mt1-field-termination-connector
DGBH62F | 超薄公母头转接器，HD62母头/母头 | 55.4662 | https://www.l-com.cn/d-sub-slimline-gender-changer-hd62-female-female
CAUZ900MM-3M | LSZH SCSI-3 线缆，HPDB68公头/HPDB68公头，3.0m | 202.28 | https://www.l-com.cn/firewire-din-scsi-sata-lszh-scsi-3-cable-hpdb68-male-hpdb68-male-30m
FODLC-BL-01 | OM1 62.5/125多模光缆，双芯LC/双芯LC，蓝，1米 | 54.168 | https://www.l-com.cn/fiber-optic-om1-625-125-multimode-fiber-cable-dual-lc-dual-lc-blue-10m
CTB-05 | 6in/15cmm扎带, 袋装, 100只/袋 | 10.296 | https://www.l-com.cn/d-sub-6-cable-ties-pkg-100
TRD815SPL-200 | 超5类屏蔽阻燃级线缆，RJ45/RJ45，200英尺（61米） | 600.8594 | https://www.l-com.cn/ethernet-shielded-cat-5e-plenum-cable-rj45-rj45-2000-ft
TRD815SPL-2 | 超5类屏蔽阻燃级线缆，RJ45/RJ45，2英尺（0.6米） | 50.1149 | https://www.l-com.cn/ethernet-shielded-cat-5e-plenum-cable-rj45-rj45-20-ft
TRD855HFX-50 | 超5类屏蔽高柔性以太网线缆，RJ45/RJ45，50英尺（15.2米） | 829.776 | https://www.l-com.cn/ethernet-cat5e-shielded-high-flex-ethernet-cable-rj45-rj45-500-ft
TFDL5088 | 超5类SF/UTP线缆，高柔性CMX阻燃级TPE护套，4对26AWG多股导线，青，1000英尺（305米） | 7083.467 | https://www.l-com.cn/ethernet-cat5e-cmx-rated-hi-flex-fr-tpe-jacket-double-shielded-4-pr-str-26-awg-1000ft-teal
TFPC2648 | 超 5 类, CMP等级,带有箔屏蔽,4对实心线， 1,000 ft/305m 线轴包装包装, 蓝色 | 2965.248 | https://www.l-com.cn/ethernet-category-5e-f-utp-plenum-rated-24-awg-4-pair-solid-conductor-blue-1kft
TRD695SRA2BL-5 | 屏蔽6类直角型跳线，直通/直角上出线，蓝，5英尺（1.5米） | 36.42 | https://www.l-com.cn/ethernet-shielded-category-6-right-angle-patch-cable-straight-right-angle-up-blue-50-ft
AL-ECF504-AB72 | USB浪涌保护器，B型/A型面板安装式，带预剥线，72英寸（182.9厘米） | 50.848 | https://www.l-com.cn/surge-protector-usb-surge-protector-type-b-type-a-panel-mount-style-with-pigtail-72
CSMNRA15-1MM-1 | 优良型模制D-Sub线缆，DB15公头/直角1型出线公头，1英尺（0.3米） | 47.352 | https://www.l-com.cn/d-sub-deluxe-molded-d-sub-cable-db15-male-right-angle-exit-1-male-10-ft
CSMNRA9-3MM-2.5 | 优良型模制D-Sub线缆，DB9公头/直角3型出线公头，2.5英尺（0.8米） | 16.62 | https://www.l-com.cn/d-sub-deluxe-molded-d-sub-cable-db9-male-right-angle-exit-3-male-25-ft
WPDB25S-KIT | 防水型D-Sub后壳套件，DB25F | 70.3949 | https://www.l-com.cn/d-sub-waterproof-d-sub-backshell-kit-db25f
DK225MM-10 | 模制线缆，DIN 5公头/公头，10.0ft/3.0m | 27.612 | https://www.l-com.cn/firewire-din-scsi-sata-molded-cable-din-5-male-male-100-ft
TD4P4HS | 水晶头，电话插头（4x4），100/袋 | 34.2805 | https://www.l-com.cn/ethernet-modular-plug-handset-4x4-pkg-100
CSMD6MM-3 | 经济型模制线缆，迷你DIN 6公头/公头，3.0ft/0.9m | 66.984 | https://www.l-com.cn/firewire-din-scsi-sata-economy-molded-cable-mini-din-6-male-male-30-ft
CAXLR2XLR-3 | XLR Pro音频线缆，XLR公头/XLR母头，3.0ft/0.9m | 30.252 | https://www.l-com.cn/audio-video-xlr-pro-audio-cable-assembly-xlr-male-xlr-female-30-ft
HG2609U | 2.6 GHz MMDS 8.5 dBi全向无线局域网天线 | 164.1986 | https://www.l-com.cn/wireless-antenna-26-ghz-mmds-85-dbi-omnidirectional-wireless-lan-antenna
CSM94L-3M | 自锁型IEEE-1394火线线缆，1型公头 / 1型公头,3.0m | 136.656 | https://www.l-com.cn/firewire-din-scsi-sata-latching-ieee-1394-firewire-cable-type-1-type-1-30m
HG2412UP-NF | 2.4 GHz 12 dBi全向迷你PRO 系列天线 - N型母头连接器 | 125.8343 | https://www.l-com.cn/wireless-antenna-24-ghz-12-dbi-omnidirectional-mini-pro-series-antenna-n-female-connector
TRG508-T4T-5M | Category 5e M12 4 Position D code Double Shielded Industrial Cable, Right Angle M12 M / RJ45, 5.0m | 143.706 | https://www.l-com.cn/ethernet-category-5e-m12-4-position-d-code-double-shielded-industrial-cable-right-angle-m12-m-rj45-50m
AL-NMNFB-2 | N型公头/穿壁式N型母头0~3GHz 230V避雷器 | 123 | https://www.l-com.cn/surge-protector-n-male-to-n-female-bulkhead-0-3-ghz-230v-lightning-protector
TSP3046 | 水晶头RJ11（6x4），100个/袋 | 64.8267 | https://www.l-com.cn/ethernet-modular-plugs-rj11-6x4-pkg-100
AL-ECF504-AA48 | USB浪涌保护器，A型/A型面板安装式，带预剥线，48英寸（121.9厘米） | 79.185 | https://www.l-com.cn/surge-protector-usb-surge-protector-type-a-type-a-panel-mount-style-with-pigtail-48
AL-ECF504-AB12 | USB浪涌保护器，B型/A型面板安装式，带预剥线，12英寸（30.5厘米） | 46.408 | https://www.l-com.cn/surge-protector-usb-surge-protector-type-b-type-a-panel-mount-style-with-pigtail-12
AL-ECF504-AB36 | USB浪涌保护器，B型/A型面板安装式，带预剥线，36英寸（91.4厘米） | 67.056 | https://www.l-com.cn/surge-protector-usb-surge-protector-type-b-type-a-panel-mount-style-with-pigtail-36
SC2402N | 双向, 2.4 GHz 信号分配器, N 型母头连接器 | 344.0327 | https://www.l-com.cn/bandpass-filter-rf-splitter-2-way-24-ghz-signal-splitter-n-female-connector
CSMUZ9MM-25 | D-Sub 线缆,低烟无卤 ,DB9公头/ DB9公头,25.0 ft/7.6 m | 155.616 | https://www.l-com.cn/d-sub-lszh-d-sub-cable-db9-male-db9-male-250-ft
CSMNRA15-1MM-2.5 | 优良型模制D-Sub线缆，DB15公头/直角1型出线公头，2.5英尺（0.8米） | 27.9225 | https://www.l-com.cn/d-sub-deluxe-molded-d-sub-cable-db15-male-right-angle-exit-1-male-25
AUM-1402 | UHF压接式连接器（PL259型），公头，用于RG8、低损耗400系列线缆 | 7.1045 | https://www.l-com.cn/coaxial-uhf-male-crimp-type-pl259-for-rg8-400-series-cable
HG909Y-NF | 900 MHz, 9 dBi, 不锈钢材质八木天线，带N型母头连接器 | 128.5832 | https://www.l-com.cn/wireless-antenna-900-mhz-9-dbi-ss-yagi-antenna-n-female-connector
BPF24-411 | 2.4 GHz超高Q值4极室内带通滤波器, 通道11 - 2462 MHz | 221.376 | https://www.l-com.cn/bandpass-filter-rf-splitter-24-ghz-ultra-high-q-4-pole-indoor-bandpass-filter-channel-11-2462-mhz
CAU2CB-2M | USB 2.0线缆，直通Type-C/直通B型，2米 | 81.075 | https://www.l-com.cn/usb-usb-20-type-c-to-b-straight-connection-2-meter
CTL3VGAMF-10TZ | 超细SVGA 线缆, LSZH , HD15 公头 / HD15 母头 , 10.0 ft / 3.0 m | 131.775 | https://www.l-com.cn/audio-video-super-thin-lszh-svga-hd15-male-female-100-ft
HG2458-14P-090 | 2.4 / 4.9-5.8 GHz 14dBi,双波段双馈源双馈口,90度扇区天线,集成双N型母头连接器 | 597.7604 | https://www.l-com.cn/wireless-antenna-24-49-58-ghz-dual-feed-90-degree-sector-panel-antenna
AXA-SMBJSF | 同轴线缆适配器，SMB插座/SMA插座（母头） | 12.39 | https://www.l-com.cn/coaxial-caoxial-adapter-smb-jack-sma-jack-female
BAC536 | N型压接式插头，用于RG142、RG223、RG400系列线缆 | 7.704 | https://www.l-com.cn/coaxial-type-n-male-crimp-for-rg142-rg223-rg400-cable
CTL35MMC-1 | 螺旋型3.5mm立体声音频线缆，公头/公头，1.0ft/0.3m（松弛长度） | 39.528 | https://www.l-com.cn/audio-video-coiled-35mm-stereo-audio-cable-male-male-10-ft-relaxed-length
VHA00001-2M | 高柔性HDMI线缆，2米 | 81.72 | https://www.l-com.cn/audio-video-hdmi-high-flex-cable-2m
GROM-37&50 | 备用垫圈，用于SDC 37/50金属系列外壳 | 3.4347 | https://www.l-com.cn/d-sub-replacement-grommets-sdc-37-50-metal-backshells
BA19 | 同轴线缆50欧姆T型适配器，SMA母头/公头/母头 | 12.2799 | https://www.l-com.cn/coaxial-coaxial-50-ohm-t-adapter-sma-female-male-female
CAA-90UB-05M | 直角型USB线缆，直通A型公头/上出线B型公头，0.5米 | 11.028 | https://www.l-com.cn/usb-right-angle-usb-cable-straight-a-male-up-angle-b-male-05m
VHC00015 | 适配器，HDMI D型公头/HDMI A型母头 | 20.4336 | https://www.l-com.cn/audio-video-hdmi-type-d-male-to-hdmi-type-a-female-adapter
U2A00007-12I | USB线缆，面板安装式A型母头/90度下出线A型公头，12英寸（30.5厘米） | 18.5208 | https://www.l-com.cn/usb-usb-a-female-panel-mount-to-type-a-male-90-degree-down-12
CTL35MMT-15 | 超细立体声音频线缆，公头/公头，15.0ft/4.6m | 17.7 | https://www.l-com.cn/audio-video-stereo-thinline-audio-cable-male-male-150-ft
UAD041MF | USB适配器，Type-C公头/A型母头 | 51.194 | https://www.l-com.cn/usb-usb-adapter-type-c-male-to-type-a-female
MICHD-HD-2 | Micro-HDMI公头/HDMI公头线缆，2米 | 81.468 | https://www.l-com.cn/audio-video-micro-hdmi-male-to-hdmi-male-2m
CA45LA-45LB-05M | 45度弯角USB线缆，45度左出线A型公头/45度左出线B型公头，0.5米 | 34.0454 | https://www.l-com.cn/usb-45-degree-usb-cable-45-degree-left-angled-a-male-45-degree-left-angled-b-male-05-m
DMB603MF | DVI适配器，DVI-D公头/DVI-I母头 | 35.148 | https://www.l-com.cn/audio-video-dvi-adapter-dvi-d-male-dvi-i-female
CA90DA-B-03M | 直角型USB线缆，下出线A型公头/直通B型公头，0.3米 | 12.408 | https://www.l-com.cn/usb-right-angle-usb-cable-down-angle-a-male-straight-b-male-03m
CA90RA-90RB-05M | 直角型USB线缆，右出线A型公头/右出线B型公头，0.5米 | 12.804 | https://www.l-com.cn/usb-right-angle-usb-cable-right-angle-a-male-right-angle-b-male-05m
CA90UA-90UB-05M | 直角型USB线缆，上出线A型公头/上出线B型公头，0.5米 | 19.5696 | https://www.l-com.cn/usb-right-angle-usb-cable-up-angle-a-male-up-angle-b-male-05m
WPUSBAXSH-1M | USB2.0 线缆 , 屏蔽型防水面板安装 A 型母头 / A 型公头 ,1.0m, 黑色 | 60.075 | https://www.l-com.cn/usb-usb-cable-shielded-waterproof-panel-mount-type-a-female-standard-type-a-male-10m
HGX-PMT13 | 通用杆安装套件—杆直径为3至4in(76.2至101.6mm) | 117.42 | https://www.l-com.cn/nema-enclosures-enclosure-pole-mounting-kit-pole-diameters-3-to-4-inches
CA90LA-RB-1M | 直角型USB线缆，左出线A型公头/右出线B型公头，1米 | 74.088 | https://www.l-com.cn/usb-right-angle-usb-cable-left-angle-a-male-right-angle-b-male-10m
CA90RA-90RB-1M | 直角型USB线缆，右出线A型公头/右出线B型公头，1米 | 14.652 | https://www.l-com.cn/usb-right-angle-usb-cable-right-angle-a-male-right-angle-b-male-10m
CA90UA-90LB-3M | 直角型USB线缆，上出线A型公头/左出线B型公头，3米 | 23.07 | https://www.l-com.cn/usb-right-angle-usb-cable-up-angle-a-male-left-angle-b-male-30m
CCD244MB-20 | 组装式S-Video线缆, 公头/双BNC公头，20.0 ft/6.0 m | 40.104 | https://www.l-com.cn/audio-video-assembled-s-video-cable-male-dual-bnc-male-200-ft
CTL5CAT-6BF | SVGA分支线缆，HD15公头/4个BNC公头带磁环，黑色,6.0ft/1.8m | 156.156 | https://www.l-com.cn/audio-video-svga-breakout-cable-black-hd15-male-bnc-male-w-ferrite-60
HG906UP-NF | 900MHz 6dBi全向天线 | 112.8888 | https://www.l-com.cn/wireless-antenna-900-mhz-6dbi-omni-directional-antenna
CA900MM-1M | SCSI-3 线缆, HPDB68 公头 / HPDB68 公头, 1.0m | 104.0199 | https://www.l-com.cn/firewire-din-scsi-sata-scsi-3-cable-hpdb68-male-hpdb68-male-10m
CAU31CMICB-1M | USB 3.0线缆，直通Type-C/直通Micro-B，1米 | 40.68 | https://www.l-com.cn/usb-usb-30-type-c-to-type-micro-b-straight-connection-1-meter
CAU3ZAA-03M | 低烟无卤USB 3.0线缆，A型/A型，0.3米 | 21.744 | https://www.l-com.cn/usb-lszh-usb-30-cable-type-a-a-03m
TRG607-T6T-3M | 超6类M12 8针X编码SF/UTP工业级线缆，M12公头/M12公头，3米 | 356.7 | https://www.l-com.cn/ethernet-category-6a-m12-8-position-x-code-double-shielded-industrial-cable-m12-m-m12-m-30m
CTL3VGAMM-50B | 特优型SVGA 线缆 , HD15 公头 / HD15 公头 , 50.0 ft / 15.2 m, 黑色 | 264.615 | https://www.l-com.cn/audio-video-premium-svga-cable-hd15-male-male-black-500-ft
RE05ER-SM | 2.4GHz 5dBi全向天线刀形天线，SMA公头连接器 | 41.0616 | https://www.l-com.cn/wireless-antenna-24-ghz-5-dbi-omni-blade-antenna-sma-male-connector
ECF504-12BAL | USB B型耦合器线缆，穿壁式B母头/自锁型A公头，12英寸（0.3米） | 26.0225 | https://www.l-com.cn/usb-usb-type-b-coupler-female-bulkhead-latching-male-12
TS-CS2N37 | CS2N37组件系列的4-40备用螺钉，10个/袋 | 9.288 | https://www.l-com.cn/d-sub-replacement-4-40-screws-for-cs2n37-assemblies-10pcs-pack
VIC00015 | DVI-I（24+5）公头/HDMI母头适配器 | 25.92 | https://www.l-com.cn/audio-video-dvi-245-male-to-hdmi-female-adaptor
DPCAMMSB-3 | DisplayPort线缆，薄型公头/薄型公头，黑，3米 | 73.2732 | https://www.l-com.cn/audio-video-low-profile-displayport-cable-male-male-black-30m
CA2060MM-3M | Ultra SCSI线缆，0.8mm公头/HPDB68公头，3.0m | 184.5 | https://www.l-com.cn/firewire-din-scsi-sata-ultra-scsi-cable-8mm-male-hpdb68-male-30m
ALPR-HYP281 | 替换用电路板，用于AL-CAT6HPJW、ALW-CAT6HPJ、HGLN(D)-CAT6-HP | 209.0085 | https://www.l-com.cn/surge-protector-replacement-circuit-board-for-al-cat6hpjw-alw-cat6hpj-hglnd-cat6-hp
CAA-90DB-5M | USB 2.0 线缆组件 , A 型公头 / 下直角 B 型公头 , 5.0m, 灰色 | 17.616 | https://www.l-com.cn/usb-right-angle-usb-cable-straight-a-male-down-angle-b-male-50m
CSMUAX-03M | 特优型USB延长线，A型公头/母头，0.3米 | 18.7611 | https://www.l-com.cn/usb-premium-usb-cable-type-a-male-female-extension-cable-03m
HG2408P-NF | 2.4 GHz, 8 dBi, 圆形面板天线, 带有10 in/ 25.4 cm长N型母头连接器引线 | 192.3437 | https://www.l-com.cn/wireless-antenna-24-ghz-8-dbi-round-patch-antenna-10in-n-female-connector
USBCN2.0-B | USB B型连接器 | 1.605 | https://www.l-com.cn/usb-type-b-usb-connector
CABLK90LA-LB-05M | 直角型USB线缆，左出线A型公头/左出线B型公头，黑，0.5米 | 76.524 | https://www.l-com.cn/usb-right-angle-usb-cable-left-angle-a-male-left-angle-b-male-black-05m
DGB15FT-CVR | DGB15FT现场端接连接器外壳 | 2.4909 | https://www.l-com.cn/d-sub-cover-for-dgb15ft-field-termination-connector
CABLK90UA-UB-03M | 直角型USB线缆，上出线A型公头/上出线B型公头，黑，0.3米 | 76.26 | https://www.l-com.cn/usb-right-angle-usb-cable-up-angle-a-male-up-angle-b-male-black-03m
CAU2CMB5-2M | USB 2.0线缆，直通Type-C/直通Mini-B，2米 | 75.852 | https://www.l-com.cn/usb-usb-20-type-c-to-mini-b-straight-connection-2-meter
CAU2CMICB-2M | USB 2.0线缆，直通Type-C/直通Micro-B，2米 | 27.18 | https://www.l-com.cn/usb-usb-20-type-c-to-micro-b-straight-connection-2-meter
CAA-90UB-4M | 直角型USB线缆，直通A型公头/上出线B型公头，4米 | 30.4128 | https://www.l-com.cn/usb-right-angle-usb-cable-straight-a-male-up-angle-b-male-40m
CHD62MM-10 | 优良型D-Sub模制线缆，HD62公头/公头，10.0ft/3.0m | 209.988 | https://www.l-com.cn/d-sub-deluxe-molded-d-sub-cable-hd62-male-male-100-ft
CSMUMB5X-3M | 特优型USB Mini B型5插脚线缆，公头/母头，3.0m | 29.1778 | https://www.l-com.cn/usb-premium-usb-cable-mini-b-5-position-male-female-30m
CA90UA-90LB-03M | 直角型USB线缆，上出线A型公头/左出线B型公头，0.3米 | 75.792 | https://www.l-com.cn/usb-right-angle-usb-cable-up-angle-a-male-left-angle-b-male-03m
CA90UA-90UB-03M | 直角型USB线缆，上出线A型公头/上出线B型公头，0.3米 | 16.5753 | https://www.l-com.cn/usb-right-angle-usb-cable-up-angle-a-male-up-angle-b-male-03m
LPXT-WP-GB-POE+60V | Data Line Protector Indoor/Outdoor 1GB Poe 802.3At 60V | 154.1549 | https://www.l-com.cn/surge-protector-data-line-protector-indoor-outdoor-1gb-poe-8023at-60v
CTL3VGAMM-5 | 特优型SVGA线缆，HD15公头/公头，灰色，5.0ft/1.5m | 52.47 | https://www.l-com.cn/audio-video-premium-svga-cable-hd15-male-male-gray-50-ft
CAABLK-90DB-3M | 直角型USB线缆，直通A型公头/下出线B型公头，黑，3米 | 66.792 | https://www.l-com.cn/usb-right-angle-usb-cable-straight-a-male-down-angle-b-male-black-30m
CABLK90UA-B-03M | 直角型USB线缆，上出线A型公头/直通B型公头，黑，0.3米 | 18.36 | https://www.l-com.cn/usb-right-angle-usb-cable-up-angle-a-male-straight-b-male-black-03m
CAU3ZAA-05M | 低烟无卤USB 3.0线缆，A型/A型，0.5米 | 24.372 | https://www.l-com.cn/usb-lszh-usb-30-cable-type-a-a-05m
CA45LA-45LB-075M | 45度弯角USB线缆，45度左出线A型公头/45度左出线B型公头，0.75米 | 82.956 | https://www.l-com.cn/usb-45-degree-usb-cable-45-degree-left-angled-a-male-45-degree-left-angled-b-male-075-m
CA90UA-90RB-3M | 直角型USB线缆，上出线A型公头/右出线B型公头，3米 | 23.07 | https://www.l-com.cn/usb-right-angle-usb-cable-up-angle-a-male-right-angle-b-male-30m
NBE141006-KIT01 | 防风雨ABS轻型外壳，14.0in/35.6cm x 10.0in/25.4cm x 6.0in/15.2cm，带备用非金属安装板 | 188.4461 | https://www.l-com.cn/nema-enclosures-14x10x6-inch-weatherproof-abs-enclosure-with-blank-non-metallic-starboard-mounting-plate
CAA-90LB-3M | 直角型USB线缆，直通A型公头/左出线B型公头，3米 | 62.556 | https://www.l-com.cn/usb-right-angle-usb-cable-straight-a-male-left-angle-b-male-30m
VHA00005-10M | HDMI公头/公头信号增强线，10米 | 546.233 | https://www.l-com.cn/audio-video-hdmi-male-to-male-active-extended-length-cable-10m
TDC50F62 | 3类Telco分支线缆，Telco母头/25（6x2），3英尺（0.9米） | 188.244 | https://www.l-com.cn/ethernet-cat-3-telco-breakout-cable-female-telco-25-6x2-30-ft
CAABLK-90UB-3M | 直角型USB线缆，直通A型公头/上出线B型公头，黑，3米 | 17.292 | https://www.l-com.cn/usb-right-angle-usb-cable-straight-a-male-up-angle-b-male-black-30m
SFOFC-01 | 9/125，单模光缆，FC/FC，1.0m | 23.808 | https://www.l-com.cn/fiber-optic-9-125-singlemode-fiber-cable-fc-fc-10m
CA751MM-05M | SCSI-1模制线缆，CN50公头/公头，0.5m | 135.384 | https://www.l-com.cn/firewire-din-scsi-sata-scsi-1-molded-cable-cn50-male-male-05m
HG909YE-NF | 900 MHz, 9 dBi, 铝材质八木天线,带N型母头连接器 | 130.464 | https://www.l-com.cn/wireless-antenna-900-mhz-9-dbi-al-yagi-antenna-n-female-connector
HG912YE-NF | 900 MHz,12 dBi, 八木天线, 带15in / 38.1 cm长N型母头连接器引线 | 171.072 | https://www.l-com.cn/wireless-antenna-900-mhz-12-dbi-yagi-antenna-n-female-connector
CS2N15MM-2.5 | 特优型模制D-Sub 线缆, DB15 公头 / DB15 公头, 2.5 ft / 0.75 m | 25.164 | https://www.l-com.cn/d-sub-premium-molded-db15-cable-db15-male-male-25-ft
CAU2CB-3M | USB 2.0线缆，直通Type-C/直通B型，3米 | 86.725 | https://www.l-com.cn/usb-usb-20-type-c-to-b-straight-connection-3-meter
CAU2CMB5-1M | USB 2.0线缆，直通Type-C/直通Mini-B，1米 | 29.052 | https://www.l-com.cn/usb-usb-20-type-c-to-mini-b-straight-connection-1-meter
CAU2CMB5-5M | USB 2.0线缆，直通Type-C/直通Mini-B，5米 | 80.364 | https://www.l-com.cn/usb-usb-20-type-c-to-mini-b-straight-connection-5-meter
CAU31CMICB-05M | USB 3.0线缆，直通Type-C/直通Micro-B，0.5米 | 39.06 | https://www.l-com.cn/usb-usb-30-type-c-to-type-micro-b-straight-connection-05-meter
CAU31CMICB-3M | USB 3.0线缆，直通Type-C/直通Micro-B，3米 | 80.1708 | https://www.l-com.cn/usb-usb-30-type-c-to-type-micro-b-straight-connection-3-meter
DG9037MF1 | 小型直角适配器，DB37 公头 / DB37 母头，线缆出口 1 | 32.284 | https://www.l-com.cn/d-sub-low-profile-right-angle-adapter-db37-male-female-cable-exit-1
CS2HB15MF-10 | 特优型模制D-Sub线缆，黑色，HD15公头/母头，10.0ft/3.0m | 40.788 | https://www.l-com.cn/d-sub-premium-molded-black-d-sub-cable-hd15-male-female-100-ft
CS2N37MF-15 | 特优型模制D-Sub线缆，DB37公头/母头，15英尺（4.6米） | 120.444 | https://www.l-com.cn/d-sub-premium-molded-d-sub-cable-db37-male-female-150-ft
CAVISU3AB-1M | USB 3.0线缆，带翼形螺丝B型/A型，1米 | 38.184 | https://www.l-com.cn/usb-usb-30-cable-type-b-a-with-thumbscrew-hardware-10m
CS2NB15MF-2.5 | 特优型黑色D-Sub模制线缆，DB15公头/母头，2.5ft/0.8m | 26.616 | https://www.l-com.cn/d-sub-premium-molded-black-d-sub-cable-db15-male-female-25-ft
ECF-XLR-10 | L-com Neutrik式面板安装法兰，用于Keystone，10件/袋 | 15.156 | https://www.l-com.cn/ethernet-l-com-neutrik-style-panel-adapters-for-keystone-10-pack
DVIDD-RA3-3 | DVI线缆，DVI-D双链路，公头/公头直角式向左出线，3.0ft/0.9m | 77.568 | https://www.l-com.cn/audio-video-dvi-d-dual-link-dvi-cable-male-male-right-angleleft-30-ft
ICR2304GE-LAN | Icron USB 2.0 Ranger 2304 GE LAN四端口USB 2.0千兆级以太网LAN延长系统 | 2136.379 | https://www.l-com.cn/usb-icron-usb-20-ranger-2304-ge-lan-4-port-usb-20-gigabit-ethernet-lan-extender-system
CSMUAZMB5-2M | 低烟无卤USB线缆，A型/5针Mini-B，2米 | 28.87 | https://www.l-com.cn/usb-lszh-usb-cable-type-a-mini-b-5-position-2-meters
WPNUT-13/16-28 | USB置换六角螺母 | 11.46 | https://www.l-com.cn/usb-nylon-nut-for-housing-size-13-16-28
U2A00009-1M | 防水USB线缆组件，A型/A型，1米 | 34.452 | https://www.l-com.cn/usb-waterproof-usb-type-a-a-cable-assembly-1m
CCD244MB-5 | 组装式S-Video线缆, 公头/双BNC公头，5.0 ft/1.5 m | 35.484 | https://www.l-com.cn/audio-video-assembled-s-video-cable-male-dual-bnc-male-50-ft
CTL3B-10 | 优良型RGB多芯同轴线缆，3个BNC公头/3个BNC公头，10英尺（3米） | 84.168 | https://www.l-com.cn/audio-video-deluxe-rgb-multi-coaxial-cable-3-bnc-male-male-100-ft
CTL4B-50B | 特优型多同轴线缆，4个BNC公头/公头，50.0ft/15.2m | 319.26 | https://www.l-com.cn/audio-video-premium-rgb-multi-coaxial-cable-4-bnc-male-male-500-ft
CTLB3VGAMM-15T | 超细 可拆卸式 SVGA 线缆 , HD15 公头 / HD15 公头 , 15.0 ft / 4.6 m | 146.16 | https://www.l-com.cn/audio-video-svga-hd15-male-male-with-disconnect-150-ft
CTL35RCAMY-15 | 3.5mm立体声公头/双RCA公头Y型线缆，15.0ft/4.6m | 57.636 | https://www.l-com.cn/audio-video-one-35mm-male-stereo-to-two-rca-male-y-cable-150-ft
USBHD2.0-B | USB B型连接器后壳，浅灰 | 0.711 | https://www.l-com.cn/usb-type-b-usb-hood-light-gray
MPC45D45-BLK | 鲨鱼鳍型低烟无卤Snagless护套，4.5毫米，黑，50件/袋 | 15.5453 | https://www.l-com.cn/ethernet-lszh-snagless-shark-fin-style-boots-45mm-black-pkg-50
CHD62MF-15 | 优良型D-Sub模制线缆，HD62公头/母头，15.0ft/4.6m | 148.116 | https://www.l-com.cn/d-sub-deluxe-molded-d-sub-cable-hd62-male-female-150-ft
CS2N15MM-25 | 特优型模制D-Sub 线缆, DB15 公头 / DB15 公头, 25.0 ft / 7.6 m | 90.228 | https://www.l-com.cn/d-sub-premium-molded-db15-cable-db15-male-male-250-ft
CS2NB25MM-15 | 特优型黑色D-Sub模制线缆，DB25公头/公头，15.0ft/4.6m | 80.5956 | https://www.l-com.cn/d-sub-premium-molded-black-d-sub-cable-db25-male-male-150-ft
HG902PU-UFL | 900MHz 2dBi嵌入式全向PCB天线，U.FL连接器 | 12.2688 | https://www.l-com.cn/wireless-antenna-900-mhz-2-dbi-embedded-omni-directional-pcb-antenna-ufl-connector
CHD62MF-5 | 优良型D-Sub模制线缆，HD62公头/母头，5.0ft/1.5m | 129.5 | https://www.l-com.cn/d-sub-deluxe-molded-d-sub-cable-hd62-male-female-50-ft
DVIDD-RA4Z-1 | 低烟无卤DVI线缆，双通道DVI-D，公头/直角右出线公头，1英尺（0.3米） | 77.232 | https://www.l-com.cn/audio-video-dvi-d-dual-link-lszh-dvi-cable-male-male-right-angle-right-10-ft
CS2N37MF-2.5 | 特优型模制D-Sub 线缆, DB37 公头 / DB37 母头, 2.5 ft / 0.75 m | 92.69 | https://www.l-com.cn/d-sub-premium-molded-d-sub-cable-db37-male-female-25-ft
CS2NB25MM-2.5 | 特优型黑色D-Sub模制线缆，DB25公头/公头，2.5ft/0.8m | 33.7392 | https://www.l-com.cn/d-sub-premium-molded-black-d-sub-cable-db25-male-male-25-ft
HG72703MGURB-RSP | 蜂窝/WiFi多频段全向天线，3dBi，黑，带磁性安装底座，反极性SMA插头连接器 | 173.2752 | https://www.l-com.cn/wireless-antenna-698-960-1710-2700-mhz-3-dbi-black-omni-das-antenna-w-magnetic-base-rp-sma-plug-connector
CPMS9MF-25 | 大功率D-sub线缆，DB9公头/母头，25.0ft/7.6m | 159.51 | https://www.l-com.cn/d-sub-heavy-duty-d-sub-cable-db9-male-female-250-ft
CS2N15MM-5 | 特优型模制D-Sub 线缆, DB15 公头 / DB15 公头, 5.0 ft / 1.5 m | 31.14 | https://www.l-com.cn/d-sub-premium-molded-db15-cable-db15-male-male-50-ft
CHD44MM-5 | 优良型模制D-Sub 线缆, HD44 公头 / HD44 公头, 5.0 ft / 1.5 m | 78.54 | https://www.l-com.cn/d-sub-deluxe-molded-d-sub-cable-hd44-male-male-50-ft
CHD62MM-15 | 优良型D-Sub模制线缆，HD62公头/公头，15.0ft/4.6m | 219.312 | https://www.l-com.cn/d-sub-deluxe-molded-d-sub-cable-hd62-male-male-150-ft
CSMUAZMB5-1M | 低烟无卤USB线缆，A型/5针Mini-B，1米 | 12.876 | https://www.l-com.cn/usb-lszh-usb-cable-type-a-mini-b-5-position-1-meter
CRMN25FF-1 | 模制D-Sub线缆，可反向配接零件，DB25母头/母头，1英尺（0.3米） | 26.208 | https://www.l-com.cn/d-sub-reversible-hardware-molded-d-sub-cable-db25-female-female-1-ft
CB24SM | IEEE-488直列式公头连接器套件 | 26 | https://www.l-com.cn/ieee-488-gpib-ieee-488-in-line-male-connector-kit
UPMB5-2MM-05M | USB B型线缆，穿壁式母头/排母，0.5米 | 14.676 | https://www.l-com.cn/usb-usb-type-b-cable-female-bulkhead-female-header-05m
UPMBA-05M | USB线缆，B型母头面板安装/A型公头，0.5m | 13.308 | https://www.l-com.cn/usb-usb-type-b-coupler-female-bulkhead-type-a-male-05m
BIF-83 | BNC压接式插头，50 Ohm，绝缘，带保护套，用于RG58系列线缆 | 10.9238 | https://www.l-com.cn/coaxial-50-ohm-fully-insulated-bnc-crimp-plug-and-boot-rg58-cable
CPMS25MM-10 | 大功率D-sub线缆，DB25公头/公头，10.0ft/3.0m | 134.976 | https://www.l-com.cn/d-sub-heavy-duty-d-sub-cable-db25-male-male-100-ft
CS2HB15MF-5 | 特优型模制D-Sub线缆，黑色，HD15公头/母头，5.0ft/1.5m | 31.128 | https://www.l-com.cn/d-sub-premium-molded-black-d-sub-cable-hd15-male-female-50-ft
BTS5M | SMA终端连接器，公头，50 Ohm | 26.4823 | https://www.l-com.cn/coaxial-sma-terminator-male-50-ohm
CSM15MM-2.5 | 经济型模制D-Sub 线缆，DB15 公头 / DB15 公头, 2.5 ft / 0.75m | 16.7299 | https://www.l-com.cn/d-sub-economy-molded-d-sub-cable-db15-male-male-25-ft
CSM9MM-10 | 经济型模制D-Sub 线缆，DB9 公头 / DB9 公头,10.0 ft / 3 m | 18.897 | https://www.l-com.cn/d-sub-economy-molded-d-sub-cable-db9-male-male-100-ft
CIMB24-03M | 模制IEEE-488线缆，正向/反向，0.3m | 202.23 | https://www.l-com.cn/ieee-488-gpib-molded-ieee-488-cable-normal-reverse-03m
WPUSBMB5X-03M | 防水USB线缆，Mini-B5母头/Mini-B5公头，0.3米 | 104.844 | https://www.l-com.cn/usb-waterproof-usb-cable-mini-b-5-female-mini-b-5-male-03m
CSMUAMB4-1M | USB 2.0 特优型线缆组件, A 型公头 / Mini B4 型公头, 1.0m, 黑色 | 11.3559 | https://www.l-com.cn/usb-premium-usb-cable-type-a-mini-b-4-position-10m
CSMUAZMICB-03M | 低烟无卤USB线缆，A型/5针Micro-B，0.3米 | 12.948 | https://www.l-com.cn/usb-lszh-usb-cable-type-a-micro-b-5-position-03-meters
CSMUAB-MT-2M | 金属铠装USB线缆，A型公头/B型公头，2.0m | 47.412 | https://www.l-com.cn/usb-metal-armored-usb-cable-type-a-male-type-b-male-20m
CSMUAZMICB-05M | 低烟无卤USB线缆，A型/5针Micro-B，0.5米 | 11.4307 | https://www.l-com.cn/usb-lszh-usb-cable-type-a-micro-b-5-position-05-meters
CSM37MM-5 | 经济型模制D-Sub 线缆，DB37 公头 / DB37 公头,5.0 ft / 1.5 m | 96.075 | https://www.l-com.cn/d-sub-economy-molded-d-sub-cable-db37-male-male-50-ft
CS2H15MF-6 | 特优型模制D-Sub线缆，HD15公头/HD15母头，6英尺（1.8米） | 50.733 | https://www.l-com.cn/d-sub-premium-molded-d-sub-cable-hd15-male-female-60-ft
CS2H15MM-15 | 特优型模制D-Sub线缆，HD15公头/HD15公头，15英尺（4.6米） | 52.428 | https://www.l-com.cn/d-sub-premium-molded-d-sub-cable-hd15-male-hd15-male-150-ft
CS2N37MM-50 | 特优型模制D-Sub线缆，DB37公头/公头，50英尺（15.2米） | 292.74 | https://www.l-com.cn/d-sub-premium-molded-d-sub-cable-db37-male-male-500-ft
CS2NB15MM-2.5 | 特优型黑色D-Sub模制线缆，DB15公头/公头，2.5ft/0.8m | 24.504 | https://www.l-com.cn/d-sub-premium-molded-black-d-sub-cable-db15-male-male-25-ft
CSM15MF-10 | 经济型模制D-Sub 线缆，DB15 公头 / DB15 母头, 10.0 ft / 3 m | 24.936 | https://www.l-com.cn/d-sub-economy-molded-d-sub-cable-db15-male-female-100-ft
CS2NB25MF-25 | 特优型黑色D-Sub模制线缆，DB25公头/母头，25.0ft/7.6m | 107.772 | https://www.l-com.cn/d-sub-premium-molded-black-d-sub-cable-db25-male-female-250-ft
UPMA5-2MM-03M | USB A型线缆，穿壁式母头/排母，0.3米 | 10.5 | https://www.l-com.cn/usb-usb-type-a-cable-female-bulkhead-female-header-03m
FODLC-01 | OM1 62.5/125多模光缆，双芯LC/双芯LC，1米 | 51.84 | https://www.l-com.cn/fiber-optic-om1-625-125-multimode-fiber-cable-dual-lc-dual-lc-10m
FODLC-OR-04 | OM1 62.5/125多模光缆，双芯LC/双芯LC，橙，4米 | 75.9408 | https://www.l-com.cn/fiber-optic-om1-625-125-multimode-fiber-cable-dual-lc-dual-lc-orange-40m
DVIDD-RA3-5 | DVI线缆，DVI-D双链路，公头/公头直角式向左出线，5.0ft/1.5m | 74.962 | https://www.l-com.cn/audio-video-dvi-d-dual-link-dvi-cable-male-male-right-angleleft-50-ft
CBD24-3M | 特优型IEEE-488线缆，直列式/直列式，3.0m | 219.03 | https://www.l-com.cn/ieee-488-gpib-premium-ieee-488-cable-inline-inline-30m
UPMVISAA30-03M | USB 3.0面板安装式机器视觉线缆组件，0.3米 | 57.624 | https://www.l-com.cn/usb-usb-30-machine-vision-panel-mount-cable-assembly-03-meters
CSMNRA25-2MM-10 | 优良型模制D-Sub线缆，DB25公头/直角2型出线公头，10英尺（3米） | 60.228 | https://www.l-com.cn/d-sub-deluxe-molded-d-sub-cable-db25-male-right-angle-exit-2-male-100-ft
CSMNRA25-3MM-5 | 优良型模制D-Sub线缆，DB25公头/直角3型出线公头，5英尺（1.5米） | 40.092 | https://www.l-com.cn/d-sub-deluxe-molded-d-sub-cable-db25-male-right-angle-exit-3-male-50-ft
CSMT9MF-10 | 金属铠装DB9线缆，公头/母头，10英尺（3米） | 142.764 | https://www.l-com.cn/d-sub-metal-armored-db9-cable-male-female-10-ft
CSMN50MM-5 | 优良型模制D-Sub线缆，DB50公头/公头，5英尺（1.5米） | 86.3263 | https://www.l-com.cn/d-sub-deluxe-molded-d-sub-cable-db50-male-male-50-ft
FPT3OM1-LC-ORG-3 | OM1 62.5/125 3毫米光纤尾纤，LC，橙，3米 | 14.91 | https://www.l-com.cn/fiber-optic-om1-625-125-3mm-fiber-pigtail-lc-orange-30m
DGB9FT-CVR | DGB9FT现场端接连接器外壳 | 1.7862 | https://www.l-com.cn/d-sub-cover-for-dgb9ft-field-termination-connector
CTL5CAT-3 | SVGA分支线缆，HD15公头/5个BNC公头，3.0ft/0.9m | 66.276 | https://www.l-com.cn/audio-video-svga-breakout-cable-hd15-male-5-bnc-male-30-ft
CTL5CAT-3B | SVGA分支线缆，HD15公头/5个BNC公头，黑色,3.0ft/0.9m | 59.7 | https://www.l-com.cn/audio-video-svga-breakout-cable-black-hd15-male-5-bnc-male-30-ft
CA900MM-2M | SCSI-3 线缆, HPDB68 公头 / HPDB68 公头, 2.0m | 129.921 | https://www.l-com.cn/firewire-din-scsi-sata-scsi-3-cable-hpdb68-male-hpdb68-male-20m
BAC546 | BNC压接式直角插头，50 Ohm，用于RG174、RG188、RG316系列线缆 | 9.912 | https://www.l-com.cn/coaxial-50-ohm-bnc-crimp-plug-right-angle-for-rg174-188-316-cable
CCS58A-1 | RG58C 同轴线缆 , SMA 公头 / SMA 公头 , 1.0 ft / 0.3 m | 15.7953 | https://www.l-com.cn/coaxial-rg58c-coaxial-cable-sma-male-male-10-ft
DVIDS-RA2-3 | DVI线缆，DVI-D单链路，公头/公头直角式向上出线，3.0ft/0.9m | 56.028 | https://www.l-com.cn/audio-video-dvi-d-single-link-dvi-cable-male-male-right-angletop-30-ft
HDCAGR-1 | 带以太网功能高速HDMI 线缆，公头/公头，绿，模塑成型，1米 | 44.316 | https://www.l-com.cn/audio-video-high-speed-hdmi-cable-with-ethernet-male-male-green-overmold-10-m
HDCAGR-2 | 带以太网功能高速HDMI 线缆，公头/公头，绿，模塑成型，2米 | 92.412 | https://www.l-com.cn/audio-video-high-speed-hdmi-cable-with-ethernet-male-male-green-overmold-20-m
CSCPMS09-1000 | 双屏蔽散装线缆，9芯，20 AWG，1,000ft/304.8m线轴包装 | 3552.612 | https://www.l-com.cn/d-sub-9-conductor-20-awg-double-shielded-bulk-cable-10000-feet
TPC6010 | 6类UTP线缆，阻燃级护套，4对23AWG实心导线，白，1000英尺（305米） | 1710.72 | https://www.l-com.cn/ethernet-category-6-utp-plenum-rated-23-awg-4-pair-solid-conductor-white-1kft
M12M125A-3 | M12 5针A编码公头/公头线缆，3.0m | 129.8153 | https://www.l-com.cn/ethernet-m12-5-position-a-coded-male-male-cable-30m
DK238MM-1 | 模制线缆 , 迷你 DIN 8 公头 / 迷你 DIN 8 公头 , 1.0 ft / 0.3 m | 13.464 | https://www.l-com.cn/firewire-din-scsi-sata-molded-cable-mini-din-8-male-male-10-ft
RG142B-100 | 同轴散装线缆,RG142B/U，100ft每卷 | 833.112 | https://www.l-com.cn/coaxial-coaxial-bulk-cable-rg142b-u-100-foot-coil
CON-M124SLDF | M12 4针母头焊接连接器 | 30.0589 | https://www.l-com.cn/ethernet-m12-4-position-d-code-female-receptacle-front-mounting-and-solder-style
CTL3VGAMM-10TZ | 超细SVGA 线缆, LSZH , HD15 公头 / HD15 公头 ,10.0 ft / 3.0 m | 64.012 | https://www.l-com.cn/audio-video-super-thin-lszh-svga-hd15-male-male-100-ft
BAC545 | TNC压接式插头，用于RG142、RG223、RG400系列线缆 | 7.0911 | https://www.l-com.cn/coaxial-tnc-male-crimp-for-rg223-cable
CTL3VGAMM-15TZ | 超细SVGA 线缆, LSZH , HD15 公头 / HD15 公头 ,15.0 ft / 4.6 m | 78.352 | https://www.l-com.cn/audio-video-super-thin-lszh-svga-hd15-male-male-150-ft
CCS58A-4HR | RG58C同轴线缆，SMA公头/公头直角式，4.0ft/1.2m | 28.2 | https://www.l-com.cn/coaxial-rg58c-coaxial-cable-sma-male-90-degree-male-40-ft
BAC544 | N型压接式插座，用于RG55、RG141、RG142、RG223系列线缆 | 6.3528 | https://www.l-com.cn/coaxial-type-n-female-crimp-for-rg55-141-142-223-cable
CSM15MF-25 | 经济型模制D-Sub线缆，DB15公头/母头，25英尺（7.6米） | 79.82 | https://www.l-com.cn/d-sub-economy-molded-d-sub-cable-db15-male-female-250-ft
CSM15MM-5 | 经济型模制D-Sub 线缆，DB15 公头 / DB15 公头, 5.0 ft / 1.5 m | 21.6995 | https://www.l-com.cn/d-sub-economy-molded-d-sub-cable-db15-male-male-50-ft
CSM37MF-5 | 经济型模制D-Sub 线缆，DB37 公头 / DB37 母头,5.0 ft / 1.5 m | 49.3967 | https://www.l-com.cn/d-sub-economy-molded-d-sub-cable-db37-male-female-50-ft
DVIDS-RA3-3 | DVI线缆，DVI-D单链路，公头/公头直角式向左出线，3.0ft/0.9m | 54.216 | https://www.l-com.cn/audio-video-dvi-d-single-link-dvi-cable-male-male-right-angle-left-30-ft
CSMNRA25-1MM-10 | 优良型模制D-Sub线缆，DB25公头/直角1型出线公头，10英尺（3米） | 69.804 | https://www.l-com.cn/d-sub-deluxe-molded-d-sub-cable-db25-male-right-angle-exit-1-male-100-ft
HDCAMT-1 | 具有以太网功能的金属铠装HDMI 线缆，公头/公头，1.0m | 111.936 | https://www.l-com.cn/audio-video-metal-armored-hdmi-cable-with-ethernet-male-male-10m
CAXLR2XLR-25 | XLR Pro音频线缆，XLR公头/XLR母头，25.0ft/7.6m | 69.672 | https://www.l-com.cn/audio-video-xlr-pro-audio-cable-assembly-xlr-male-xlr-female-250-ft
HG2409U | 2.4GHz 8.5dBi全向天线，N型公头连接器 | 106.92 | https://www.l-com.cn/wireless-antenna-24-ghz-85-dbi-omnidirectional-antenna-n-male-connector
DK238MF-15 | 模制延长线缆 , 迷你 DIN 8 公头 / 迷你 DIN 8 母头 , 15.0 ft / 4.6 m | 40.272 | https://www.l-com.cn/firewire-din-scsi-sata-molded-extension-cable-mini-din-8-male-female-150-ft
CC59B-MF-6 | RG59B同轴线缆，BNC公头/母头穿壁式，6.0ft/1.8m | 55.545 | https://www.l-com.cn/audio-video-rg59b-coaxial-cable-bnc-male-female-bulkhead-60-ft
CA-100-R1K | L-COM 散装低损耗同轴线缆,CA-100，1,000ft/304.8m/卷 | 950.4 | https://www.l-com.cn/coaxial-l-com-ca-100-coax-cable-bulk-reel-1000-feet
DVIDS-RA4-15 | DVI线缆，DVI-D单链路，公头/公头直角式向右出线，15.0ft/4.6m | 130.8 | https://www.l-com.cn/audio-video-dvi-d-single-link-dvi-cable-male-male-right-angle-right-150-ft
CC142B-5 | RG142B 同轴线缆 , BNC 公头 / 公头 , 5.0 ft / 1.5 m | 53.9582 | https://www.l-com.cn/coaxial-rg142b-coaxial-cable-bnc-male-male-50-ft
CC174-MF-10 | RG174/U同轴线缆，BNC公头/穿壁式母头，10.0ft/3m | 66.24 | https://www.l-com.cn/coaxial-rg174-u-coaxial-cable-bnc-male-female-bulkhead-100-ft
BAC547 | BNC压接式插头，50 Ohm，用于RG142、RG223、RG400系列线缆 | 5.655 | https://www.l-com.cn/coaxial-50-ohm-bnc-crimp-plug-for-rg142-223-400-cable
CTL3VGAMM-10BR | SVGA线缆，HD15公头/45度弯角型公头，10英尺（3米） | 76.764 | https://www.l-com.cn/audio-video-svga-cable-hd15-male-45-degree-male-100-ft
HDRAZ4-0.5 | 具有以太网功能的低烟无卤高速HDMI 线缆，公头/公头直角式向下出线，0.5m | 58.38 | https://www.l-com.cn/audio-video-high-speed-hdmi-cable-with-ethernet-male-right-angle-male-lszh-bottom-exit-05-m
HCM-2D | 19英寸（48.3厘米）架装理线排，3.5英寸（8.9厘米）（2个机架空间），D型环 | 456.3888 | https://www.l-com.cn/patch-panel-server-rack-19-rackmount-cable-manager-3-1-2-2-rack-space-with-d-rings
AXA-NFRTP | N型母头 / 反极性TNC插头适配器 | 10.161 | https://www.l-com.cn/coaxial-coaxial-adapter-n-female-rp-tnc-plug
CTC-1 | 78 Ohm双轴线缆，双轴BNC公 /公头，1.0ft/0.3m | 103.843 | https://www.l-com.cn/coaxial-78-ohm-twinaxial-cable-twin-bnc-male-male-10-ft
HDRA4-3 | 具有以太网功能的高速HDMI 线缆，公头/公头直角式向下出线，3.0m | 56.904 | https://www.l-com.cn/audio-video-high-speed-hdmi-cable-with-ethernet-male-right-angle-male-bottom-exit-30-m
FODLC50-UNI-01 | OM2 50/125多模联套（Uniboot）光缆，双芯LC/双芯LC，1米 | 99.3225 | https://www.l-com.cn/fiber-optic-om2-50-125-multimode-uniboot-fiber-cable-dual-lc-dual-lc-10m
PMDVI-DDLMF-10 | 特优型面板安装式双通道DVI-D公头/母头线缆组件，10英尺（3.0米） | 98.56 | https://www.l-com.cn/audio-video-premium-panel-mount-dvi-d-dual-link-male-female-cable-assembly-10ft
ECRA0211UA0 | 加固型RJ45插头，阳极化抛光，适用于外径为0.19.0in0-0.270in/0.5-0.7cm的线缆 | 423.4982 | https://www.l-com.cn/ethernet-category-5e-ruggedized-rj45-plug-anodized-finish-for-cable-od-190-270
TRD695SRA2GR-1 | 屏蔽6类直角型跳线，直通/直角上出线，绿，1英尺（0.3米） | 34.308 | https://www.l-com.cn/ethernet-shielded-category-6-right-angle-patch-cable-straight-right-angle-up-green-10-ft
CSMUZ25MF-10 | D-Sub 线缆,低烟无卤 ,DB25公头/ DB25母头,10.0 ft/0.3 m | 123.735 | https://www.l-com.cn/d-sub-lszh-d-sub-cable-db25-male-db25-female-100-ft
NBB141207 | 14×12×7英寸（35.6×30.5×17.8厘米）UL®认证工业级防风雨NEMA接线盒，黑色 | 914.741 | https://www.l-com.cn/nema-enclosures-14x12x7-inch-black-ul-listed-weatherproof-enclosure-only
CSMT15MM-10 | 金属铠装DB15线缆，公头/公头，10英尺（3米） | 152.208 | https://www.l-com.cn/d-sub-metal-armored-db15-cable-male-male-10-ft
CSMN50MF-1 | 优良型模制D-Sub 线缆, DB50 公头 / DB50 母头, 1.0 ft / 0.3 m | 65.4897 | https://www.l-com.cn/d-sub-deluxe-molded-d-sub-cable-db50-male-female-10-ft
TDG1026KCS-R6 | 6类屏蔽RJ45（8×8）直角型Keystone耦合器 | 13.9135 | https://www.l-com.cn/ethernet-category-6-shielded-rj45-8x8-right-angle-keystone-coupler
TRD695SRA1BL-2 | 屏蔽6类直角型跳线，直通/直角下出线，蓝，2英尺（0.6米） | 30.735 | https://www.l-com.cn/ethernet-shielded-category-6-right-angle-patch-cable-straight-right-angle-down-blue-20-ft
TDC48R | 反向延长线缆RJ11（6X4），公头/母头，10.0in/25.4cm | 2.976 | https://www.l-com.cn/ethernet-reverse-cable-adapter-rj11-6x4-male-female-10-in
CAU2CMB5-03M | USB 2.0线缆，直通Type-C/直通Mini-B，0.3米 | 21.456 | https://www.l-com.cn/usb-usb-20-type-c-to-mini-b-straight-connection-03-meter
CSMUZ9MF-15 | D-Sub 线缆,低烟无卤 ,DB9公头/ DB9母头,15.0 ft / 4.6 m | 87.6 | https://www.l-com.cn/d-sub-lszh-d-sub-cable-db9-male-db9-female-150-ft
ECF504-R6A | 超6类直角型RJ45耦合器（8×8），优良型面板安装耦合器套件 | 19.204 | https://www.l-com.cn/ethernet-cat-6a-rj45-coupler-8x8-right-angle-deluxe-panel-coupler-kit
CSMNRA25-1MM-5 | 优良型模制D-Sub线缆，DB25公头/直角1型出线公头，5英尺（1.5米） | 38.136 | https://www.l-com.cn/d-sub-deluxe-molded-d-sub-cable-db25-male-right-angle-exit-1-male-50-ft
CSMNRA25-3MM-2.5 | 优良型模制D-Sub线缆，DB25公头/直角3型出线公头，2.5英尺（0.8米） | 32.208 | https://www.l-com.cn/d-sub-deluxe-molded-d-sub-cable-db25-male-right-angle-exit-3-male-25-ft
CSMNRA9-1MM-15 | 优良型模制D-Sub线缆，DB9公头/直角1型出线公头，15英尺（4.6米） | 54.588 | https://www.l-com.cn/d-sub-deluxe-molded-d-sub-cable-db9-male-right-angle-exit-1-male-150-ft
CSMNRA9-2MM-15 | 优良型模制D-Sub线缆，DB9公头/直角2型出线公头，15英尺（4.6米） | 97.956 | https://www.l-com.cn/d-sub-deluxe-molded-d-sub-cable-db9-male-right-angle-exit-2-male-150-ft
TDR10P10CS-L | 水晶头，RJ50（10x10）屏蔽式，用于绞合导线，100个/袋 | 290.2165 | https://www.l-com.cn/ethernet-modular-plug-rj50-10x10-shielded-for-stranded-pkg-100
CSM9MM-2.5 | 经济型模制D-Sub 线缆，DB9 公头 / DB9 公头,2.5 ft / 0.75 M | 12.848 | https://www.l-com.cn/d-sub-economy-molded-d-sub-cable-db9-male-male-25-ft
CSMNRA9-2MM-2.5 | 优良型模制D-Sub线缆，DB9公头/直角2型出线公头，2.5英尺（0.8米） | 18.624 | https://www.l-com.cn/d-sub-deluxe-molded-d-sub-cable-db9-male-right-angle-exit-2-male-25-ft
CSMN50MM-10 | 优良型D-Sub模制线缆，DB50公头/公头，10.0ft/3.0m | 206.796 | https://www.l-com.cn/d-sub-deluxe-molded-d-sub-cable-db50-male-male-100-ft
CSMN50MM-2.5 | 优良型D-Sub模制线缆，DB50公头/公头，2.5ft/0.8m | 94.968 | https://www.l-com.cn/d-sub-deluxe-molded-d-sub-cable-db50-male-male-25-ft
CSMUZ15MM-15 | 低烟无卤D-Sub线缆，DB15公头/DB15公头，15.0ft/4.6m | 101.916 | https://www.l-com.cn/d-sub-lszh-d-sub-cable-db15-male-db15-male-150-ft
TRG502-T4T-3M | 超5类M12 4针D编码SF/UTP工业级线缆，M12公头/M12母头，3米 | 129.888 | https://www.l-com.cn/ethernet-category-5e-m12-4-position-d-code-double-shielded-industrial-cable-m12-m-m12-f-30m
CSMNRA25-4MM-10 | 优良型模制D-Sub线缆，DB25公头/直角4型出线公头，10英尺（3米） | 124.716 | https://www.l-com.cn/d-sub-molded-d-sub-cable-db25-male-right-angle-exit-4-male-100-ft
CTLF3VGAMF-10 | 特优型SVGA线缆，HD15公头/HD母头，带磁环，黑，10英尺（3米） | 75.2077 | https://www.l-com.cn/audio-video-premium-svga-cable-hd15-male-female-with-ferrites-black-100-ft
CTLF3VGAMF-3 | 特优型SVGA线缆，HD15公头/HD母头，带磁环，黑，3英尺（0.9米） | 38.796 | https://www.l-com.cn/audio-video-premium-svga-cable-hd15-male-female-with-ferrites-black-30-ft
DPCAZMM-0.5 | 低烟无卤DisplayPort线缆，公头/公头，黑，0.5米 | 46.104 | https://www.l-com.cn/audio-video-lszh-displayport-cable-male-male-black-05m
CC59A-RB-1 | RG59A同轴线缆，RCA公头/BNC公头，1.0ft/0.3m | 11.688 | https://www.l-com.cn/audio-video-rg59a-coaxial-cable-rca-male-bnc-male-10-ft
PMDVI-DSLMF-10 | 特优型面板安装式单通道DVI-D公头/母头线缆组件，10英尺（3.0米） | 101.7 | https://www.l-com.cn/audio-video-premium-panel-mount-dvi-d-single-link-male-female-cable-assembly-10ft
DPCAZMM-3 | 低烟无卤DisplayPort线缆，公头/公头，黑，3米 | 66.384 | https://www.l-com.cn/audio-video-lszh-displayport-cable-male-male-black-30m
U3D00001-1000F | USB 3.0散装线缆，1000英尺（304.8米）圈装 | 1302.744 | https://www.l-com.cn/usb-usb-30-bulk-cable-1000ft-reel
CCF6-3 | RG6同轴线缆，F型公头/公头，3.0ft/0.9m | 12.324 | https://www.l-com.cn/audio-video-rg6-coaxial-cable-f-male-male-30-ft
HDRAZ-0.5 | 具有以太网功能的低烟无卤高速HDMI 线缆，公头/公头直角式向右出线，0.5m | 59.418 | https://www.l-com.cn/audio-video-high-speed-hdmi-cable-with-ethernet-male-right-angle-male-lszh-right-exit-05-m
VHC00021 | 适配器，HDMI A型母头/HDMI Type-C公头 | 22.8096 | https://www.l-com.cn/audio-video-hdmi-female-type-a-to-hdmi-type-c-male-adaptor
ECSH3201U00 | 6类法兰安装插座，阳极化抛光，带安装零件和防尘帽 | 475.6752 | https://www.l-com.cn/ethernet-cat6-flange-mount-anodized-finish-with-mounting-hardware-and-dust-cap
PMDVI-DDLMF-5 | 特优型面板安装式双通道DVI-D公头/母头线缆组件，5英尺（1.5米） | 89.21 | https://www.l-com.cn/audio-video-premium-panel-mount-dvi-d-dual-link-male-female-cable-assembly-5ft
ECSA4211UA0 | 6类加固型RJ45插头，阳极化抛光，用于外径为0.190~0.270英寸（0.5厘米~0.7厘米）线缆，带防尘帽 | 599.5123 | https://www.l-com.cn/ethernet-cat6-ruggedized-rj45-plug-anodized-finish-for-cable-od-190-270-w-dust-cap
CTL1R-15 | 超细同轴线缆，RCA公头/公头，15.0ft/4.6m | 28.38 | https://www.l-com.cn/audio-video-thinline-coaxial-cable-rca-male-male-150-ft
U3A00013-105M | 高柔性USB 3.0线缆，A型公头/B型公头，1.5米 | 25.284 | https://www.l-com.cn/usb-usb-30-high-flex-type-a-male-to-type-b-male-15m
CTL35MFT-15 | 超细立体声音频线缆，公头/母头，15.0ft/4.6m | 29.862 | https://www.l-com.cn/audio-video-stereo-thinline-audio-cable-male-female-150-ft
CTLDVI-I-MM-10 | 特优型DVI-I双链路带磁环线缆组件, 公头 / 公头 ,10.0 ft / 3.0 m | 203.64 | https://www.l-com.cn/audio-video-premium-dvi-i-dual-link-dvi-cable-male-male-w-ferrites-100ft
DPCAZMM-2 | 低烟无卤DisplayPort线缆，公头/公头，黑，2米 | 56.616 | https://www.l-com.cn/audio-video-lszh-displayport-cable-male-male-black-20m
TRG608-T6T-2M | 超6类M12 8针X编码SF/UTP工业级线缆，M12公头/M12母头，2米 | 318 | https://www.l-com.cn/ethernet-category-6a-m12-8-position-x-code-double-shielded-industrial-cable-m12-m-m12-f-20m
CA3A-90LB-2M | USB 3.0线缆组件，A型公头/直角左出线B型公头，2米 | 38.1864 | https://www.l-com.cn/usb-usb-30-a-male-to-right-angle-left-exit-b-male-2m
DVIDDL-45-3 | DVI线缆，双通道DVI-D，公头/45度左出线公头，3英尺（0.9米） | 98.268 | https://www.l-com.cn/audio-video-dvi-d-dual-link-dvi-cable-male-male-45-degree-left-30-ft
DVIHDMF | DVI适配器，DVI-D公头/HDMI母头 | 30.276 | https://www.l-com.cn/audio-video-dvi-adapter-dvi-d-male-hdmi-female
CS2HB15MM-10 | 特优型模制D-Sub线缆，黑色，HD15公头/公头，10.0ft/3.0m | 55.104 | https://www.l-com.cn/d-sub-premium-molded-black-d-sub-cable-hd15-male-male-100-ft
CS2N15MF-1 | 特优型模制D-Sub 线缆, DB15 公头 / DB15 母头, 1.0 ft / 0.3 m | 22.644 | https://www.l-com.cn/d-sub-premium-molded-d-sub-cable-db15-male-female-10-ft
CSM84CC-1M | IEEE-1284模制线缆, 半间距式36针 Centronics 公头 / 半间距式36针 Centronics 公头, 1.0 m | 80.616 | https://www.l-com.cn/d-sub-ieee-1284-molded-cable-half-pitch-36m-half-pitch-36m-10m
CSMUZ9MF-1 | D-Sub 线缆,低烟无卤 ,DB9公头/ DB9母头,1.0 ft / 0.3 m | 24.3 | https://www.l-com.cn/d-sub-lszh-d-sub-cable-db9-male-db9-female-10-ft
CSPL9MM-10 | 塑料铠装DB9线缆，公头/公头，10英尺（3米） | 85.956 | https://www.l-com.cn/d-sub-plastic-armored-db9-cable-male-male-10-ft
BCB58C-1 | 测试线缆，双香蕉插头/双香蕉插头，1.0ft/0.3m | 89.8128 | https://www.l-com.cn/coaxial-test-cable-dual-banana-dual-banana-10-ft
CA3A-90RB-05M | USB 3.0线缆，A型公头/直角右出线B型公头，0.5米 | 33.783 | https://www.l-com.cn/usb-usb-30-a-male-to-right-angle-right-exit-b-male-05m
VHA00003-2M | HDMI Female Waterproof to HDMI Male standard length 2M | 66.312 | https://www.l-com.cn/audio-video-hdmi-female-waterproof-to-hdmi-male-standard-length-2m
EC8X8 | 8×8水晶头转换插片，10件/袋 | 11.508 | https://www.l-com.cn/ethernet-modular-8x8-insert-adapter-pkg-10
CTLDVI-ISL-MM-15 | 特优型DVI线缆，DVI-I单链路，带磁环，公头/公头，15.0ft/4.6m | 99.993 | https://www.l-com.cn/audio-video-premium-dvi-i-single-link-dvi-cable-male-male-w-ferrites-150-ft
DPCAC2MM-3M | DisplayPort公头/Mini-DisplayPort公线缆组件，3米 | 70.332 | https://www.l-com.cn/audio-video-displayport-to-mini-displayport-male-male-cable-assembly-3m
CSMN459-2MM-2.5 | 优良型模制D-Sub线缆，DB9公头/45度右出线公头，2.5英尺（0.8米） | 22.96 | https://www.l-com.cn/d-sub-deluxe-molded-d-sub-cable-db9-male-45-degree-right-exit-male-25-ft
U3A00007-075M | 高柔性USB 3.0线缆，A型公头/A型公头，0.75米 | 55.8756 | https://www.l-com.cn/usb-usb-30-high-flex-type-a-to-a-male-075m
TRD815ZRA2BLK-2 | 超5类低烟无卤直角型跳线，直通/直角上出线，黑，2英尺（0.6米） | 14.8296 | https://www.l-com.cn/ethernet-category-5e-lszh-right-angle-patch-cable-straight-right-angle-up-black-20-ft
TRG506-T4T-2M | 超5类M12 4针D编码SF/UTP工业级线缆，M12母头/RJ45，2米 | 86.244 | https://www.l-com.cn/ethernet-category-5e-m12-4-position-d-code-double-shielded-industrial-cable-m12-f-rj45-20m
TRG506-T4T-5M | 超5类M12 4针D编码SF/UTP工业级线缆，M12母头/RJ45，5米 | 162.528 | https://www.l-com.cn/ethernet-category-5e-m12-4-position-d-code-double-shielded-industrial-cable-m12-f-rj45-50m
BTB7MD | BNC终端负载, 公头, 与RG59线缆一同使用(75欧姆) | 6.0205 | https://www.l-com.cn/coaxial-bnc-terminator-male-use-with-rg59-75-ohms
TRG610-T6T-2M | 超6类M12 8针X编码SF/UTP工业级线缆，M12公头/RJ45，2米 | 192.054 | https://www.l-com.cn/ethernet-category-6a-m12-8-position-x-code-double-shielded-industrial-cable-m12-m-rj45-20m
CC6QF-9 | RG6 4重屏蔽同轴线缆，F型公头/公头，9.0ft/2.7m | 32.9594 | https://www.l-com.cn/audio-video-rg6-quad-shield-coaxial-cable-type-f-male-male-90-ft
TRD855OD-5 | 超5类户外级跳线，RJ45/RJ45，黑，5英尺（1.5米） | 53.1668 | https://www.l-com.cn/ethernet-cat5e-outdoor-patch-cable-rj45-rj45-black-50-ft
TRD855OD-50 | 超5类户外级跳线，RJ45/RJ45，黑，50英尺（15.2米） | 208.924 | https://www.l-com.cn/ethernet-cat5e-outdoor-patch-cable-rj45-rj45-black-500-ft
ECF504-72AAL | USB A型耦合器线缆，穿壁式A母头/自锁型A公头，72英寸（1.8米） | 29.676 | https://www.l-com.cn/usb-usb-type-a-coupler-female-bulkhead-latching-male-72
DP-SVGA-CBL | DisplayPort/SVGA适配器线缆，8.45in/21.5cm | 84.562 | https://www.l-com.cn/audio-video-displayport-to-svga-adapter-cable-845-long
DPCAC3MM-1M | Mini-DisplayPort公头/Mini-DisplayPort公头线缆组件，1米 | 43.758 | https://www.l-com.cn/audio-video-mini-displayport-male-male-cable-assembly-1m
DPCAZMM-1 | 低烟无卤DisplayPort线缆，公头/公头，黑，1米 | 50.964 | https://www.l-com.cn/audio-video-lszh-displayport-cable-male-male-black-10m
TRG506-T4T-1M | 超5类M12 4针D编码SF/UTP工业级线缆，M12母头/RJ45，1米 | 63.324 | https://www.l-com.cn/ethernet-category-5e-m12-4-position-d-code-double-shielded-industrial-cable-m12-f-rj45-10m
TRD695R-14 | 特优型6类线缆，RJ45/RJ45，红，14英尺（4.3米） | 17.244 | https://www.l-com.cn/ethernet-premium-cat-6-cable-rj45-rj45-red-140-ft
TRD695AHF-20 | 双屏蔽超6类户外/工业双等级高柔性以太网线缆，青，RJ45/RJ45，20英尺（6.1米） | 204.7464 | https://www.l-com.cn/ethernet-cat6a-double-shielded-outdoor-industrial-high-flex-ethernet-cable-tpe-rj45-rj45-teal-200ft
U3A00007-05M | 高柔性USB 3.0线缆，A型公头/A型公头，0.5米 | 92.64 | https://www.l-com.cn/usb-usb-30-high-flex-type-a-to-a-male-05m
TRD855HFO-3 | 超5类屏蔽户外级高柔性以太网线缆，RJ45/RJ45，3英尺（0.9米） | 50.5024 | https://www.l-com.cn/ethernet-cat5e-shielded-outdoor-high-flex-ethernet-cable-rj45-rj45-black-30-ft
CBD24-2M | 特优型IEEE-488线缆，直列式/直列式，2.0m | 223.308 | https://www.l-com.cn/ieee-488-gpib-premium-ieee-488-cable-inline-inline-20m
TRG610-T6T-1M | 超6类M12 8针X编码SF/UTP工业级线缆，M12公头/RJ45，1米 | 165.48 | https://www.l-com.cn/ethernet-category-6a-m12-8-position-x-code-double-shielded-industrial-cable-m12-m-rj45-10m
TRG626-T6T-1M | 超6类M12 8针X编码SF/UTP工业级线缆，M12公头/M12面板安装式母头，1米 | 253.596 | https://www.l-com.cn/ethernet-category-6a-m12-8-position-x-code-double-shielded-industrial-cable-m12-m-m12-f-panel-mount-10m
TRG626-T6T-5M | 超6类M12 8针X编码SF/UTP工业级线缆，M12公头/M12面板安装式母头，5米 | 395.82 | https://www.l-com.cn/ethernet-category-6a-m12-8-position-x-code-double-shielded-industrial-cable-m12-m-m12-f-panel-mount-50m
CA3A-90RB-03M | USB 3.0线缆，A型公头/直角右出线B型公头，0.3米 | 102.675 | https://www.l-com.cn/usb-usb-30-a-male-to-right-angle-right-exit-b-male-03m
DPC00008 | Displayport至单通道DVI转接头 | 41.04 | https://www.l-com.cn/audio-video-displayport-to-dvi-adaptor-single-link
EC4X4 | 4×4水晶头转换插片，10件/袋 | 7.272 | https://www.l-com.cn/ethernet-modular-4x4-insert-adapter-pkg-10
TFDL3006 | 6类SF/UTP线缆，低烟无卤护套，4对26AWG多股导线，红，1000英尺（305米） | 3910.2782 | https://www.l-com.cn/ethernet-category-6-sf-utp-lszh-26-awg-4-pair-stranded-conductor-red-1kft
CHD62MF-10 | 优良型D-Sub模制线缆，HD62公头/母头，10.0ft/3.0m | 229.305 | https://www.l-com.cn/d-sub-deluxe-molded-d-sub-cable-hd62-male-female-100-ft
TRG610-T6T-3M | 超6类M12 8针X编码SF/UTP工业级线缆，M12公头/RJ45，3米 | 221.1 | https://www.l-com.cn/ethernet-category-6a-m12-8-position-x-code-double-shielded-industrial-cable-m12-m-rj45-30m
HDRA2-4 | 具有以太网功能的高速HDMI 线缆，公头/公头直角式向左出线，4.0m | 105.12 | https://www.l-com.cn/audio-video-high-speed-hdmi-cable-with-ethernet-male-right-angle-male-left-exit-40-m
FODSTC-04 | OM1 62.5/125,多模光纤跳线, 双ST/双ST, 4.0 m | 43.56 | https://www.l-com.cn/fiber-optic-om1-625-125-multimode-fiber-cable-dual-st-dual-st-40m
CAU31CAF-3F | USB 3.0线缆，Type-C公头/A型母头，3英尺（0.9米） | 107.772 | https://www.l-com.cn/usb-usb-30-type-c-male-to-type-a-female-3-ft
VAD010FM | DisplayPort母头/Mini-DisplayPort公头适配器 | 63.024 | https://www.l-com.cn/audio-video-displayport-female-to-mini-displayport-male-adapter
FOA-005MA | 光纤耦合器，双SC/SC（金属壳体），陶瓷对齐套管 | 20.4975 | https://www.l-com.cn/fiber-optic-duplex-fiber-coupler-sc-sc-metal-body-ceramic-alignment-sleeve
ADPT-DB25Y | DB25 Y型分离适配器，DB25M – DB25F和DB25F | 89.07 | https://www.l-com.cn/d-sub-db25-y-splitter-adapter-db25m-db25f-db25f
FOA-211A | 光纤适配器，ST/SC（矩形安装），陶瓷对齐套管 | 12.212 | https://www.l-com.cn/fiber-optic-fiber-adapter-st-sc-rectangular-mounting-ceramic-alignment-sleeve
DVIDD-RA3-1 | DVI线缆，DVI-D双链路，公头/公头直角式向左出线，1.0ft/0.3m | 178.056 | https://www.l-com.cn/audio-video-dvi-d-dual-link-dvi-cable-male-male-right-angleleft-10-ft
TAC535-4-7 | 模块化延长线，直通式，RJ11（6x4）,7.0ft/ 2.1m | 17.93 | https://www.l-com.cn/ethernet-7-ft-modular-extension-cord-straight-wired-rj11-6x4
CAU3ZAMICB-3M | 低烟无卤USB 3.0线缆，A型/Micro-B，3米 | 53.443 | https://www.l-com.cn/usb-lszh-usb-30-cable-type-a-micro-b-30m
TRD695SRA5GR-3 | 屏蔽6类直角型跳线，直角上出线/直角上出线，绿，3英尺（0.9米） | 54.42 | https://www.l-com.cn/ethernet-shielded-category-6-right-angle-patch-cable-right-angle-up-right-angle-up-green-30-ft
TDG1026KC6-MINI | 6类微耦合器，非屏蔽RJ45（8×8）Keystone直插式 | 14.8366 | https://www.l-com.cn/ethernet-cat6-mini-coupler-unshielded-rj45-8x8-keystone-feed-thru
TDG1026KC-R6 | 6类非屏蔽RJ45（8×8）直角型Keystone耦合器 | 17.2289 | https://www.l-com.cn/ethernet-category-6-unshielded-rj45-8x8-right-angle-keystone-coupler
CSMUZ9MF-5 | D-Sub 线缆,低烟无卤 ,DB9公头/ DB9母头,5.0 ft / 1.5 m | 93.75 | https://www.l-com.cn/d-sub-lszh-d-sub-cable-db9-male-db9-female-50-ft
TAC535-6-7 | 模块化延长线，直通式，RJ12（6x6）,7.0ft/ 2.1m | 12.876 | https://www.l-com.cn/ethernet-7-ft-modular-extension-cord-straight-wired-rj12-6x6
TRD855OD-25 | 超5类户外级跳线，RJ45/RJ45，黑，25英尺（7.6米） | 130.004 | https://www.l-com.cn/ethernet-cat5e-outdoor-patch-cable-rj45-rj45-black-250-ft
DMA040MF | 超薄逆转适配器，引脚2和3反向，DB25公头 / DB25母头 | 7.9834 | https://www.l-com.cn/d-sub-slimline-reversing-adapter-pins-2-and-3-db25-male-female
DVIDD-RA3-15 | DVI线缆，DVI-D双链路，公头/公头直角式向左出线，15.0ft/4.6m | 188.976 | https://www.l-com.cn/audio-video-dvi-d-dual-link-dvi-cable-male-male-right-angleleft-150-ft
ECRD0203U00 | 超5类RJ45插座，加固型法兰安装，锌镍抛光 | 343.7597 | https://www.l-com.cn/ethernet-cat5e-ruggedized-flange-mount-w-zinc-nickel-finish
CSMN37MM-25 | 优良型模制D-Sub 线缆, DB37 公头 / DB37 公头,25.0 ft / 7.6 m | 109.5 | https://www.l-com.cn/d-sub-deluxe-molded-d-sub-cable-db37-male-male-250-ft
CSMT15MF-25 | 金属铠装DB15线缆，公头/母头，25英尺（7.6米） | 231.852 | https://www.l-com.cn/d-sub-metal-armored-db15-cable-male-female-25-ft
HD-DVI-MM-5 | HDMI线缆，HDMI公头/DVI-D公头，单链路，5.0m | 127.59 | https://www.l-com.cn/audio-video-premium-dvi-to-hdmi-cable-assembly-hdmi-m-dvi-d-single-link-m-50m
TRG508-T4T-05M | Category 5e M12 4 Position D code Double Shielded Industrial Cable, Right Angle M12 M / RJ45, 0.5m | 64.02 | https://www.l-com.cn/ethernet-category-5e-m12-4-position-d-code-double-shielded-industrial-cable-right-angle-m12-m-rj45-05m
U3A00007-03M | 高柔性USB 3.0线缆，A型公头/A型公头，0.3米 | 19.932 | https://www.l-com.cn/usb-usb-30-high-flex-type-a-to-a-male-03m
CAUALB-5M | USB2.0 线缆组件, 自锁 A 型公头 / 标准B 型公头, 5.0m, 黑色 | 28.3425 | https://www.l-com.cn/usb-usb-cable-assembly-latching-a-standard-b-50m
CTLDVI-HD-MM-10 | 特优型DVI线缆组件, DVI-A 公头 / HD15 公头 , 带磁环, 10.0 ft / 3.0 m | 209.8276 | https://www.l-com.cn/audio-video-premium-dvi-a-male-dvi-cable-hd15-male-w-ferrites-100-ft
TDG1026KS-C5E-MINI | 超5类微耦合器，屏蔽RJ45（8×8）Keystone直插式 | 9.7673 | https://www.l-com.cn/ethernet-cat5e-mini-coupler-shielded-rj45-8x8-keystone-feed-thru
DVIHDMM | DVI适配器，DVI-D公头/HDMI公头 | 27.372 | https://www.l-com.cn/audio-video-dvi-adapter-dvi-d-male-hdmi-male
CPMS9MM-1 | 大功率D-sub线缆，DB9公头/公头，1.0ft/0.3m | 23.964 | https://www.l-com.cn/d-sub-heavy-duty-d-sub-cable-db9-male-male-10-ft
CS82U | Aten桌面式双端口KVM切换器，PS/2至USB | 487.9958 | https://www.l-com.cn/audio-video-aten-desktop-2-port-ps-2-usb-kvm-switch
HG2403MGURB-NF | 2.4GHz 3dBi全向天线，黑，带磁性安装底座，N型母头连接器 | 182.6496 | https://www.l-com.cn/wireless-antenna-24-ghz-3-dbi-black-omni-antenna-w-magnetic-mount-n-female-connector
CSMNRA15-2MM-25 | 优良型模制D-Sub线缆，DB15公头/直角2型出线公头，25英尺（7.6米） | 89.976 | https://www.l-com.cn/d-sub-deluxe-molded-d-sub-cable-db15-male-right-angle-exit-2-male-250-ft
CTC-10 | 78 Ohm双轴线缆，双轴BNC公 /公头，10.0ft/3m | 292.4353 | https://www.l-com.cn/coaxial-78-ohm-twinaxial-cable-twin-bnc-male-male-100-ft
RA50M | 压接式直跳线，公头/公头跳线，10件/袋 | 18.576 | https://www.l-com.cn/ethernet-crimp-poke-male-male-jumper-pkg-10
CSMUZ25MM-5 | D-Sub 线缆,低烟无卤 ,DB25公头/ DB25公头,5.0 ft/1.5 m | 72.768 | https://www.l-com.cn/d-sub-lszh-d-sub-cable-db25-male-db25-male-50-ft
ECF504-72BBS | USB B型耦合器，穿壁式母头/公头，72.0in/182.9cm | 25.956 | https://www.l-com.cn/usb-usb-type-b-coupler-female-bulkhead-male-72
DPCAMMSB-2 | DisplayPort线缆，薄型公头/薄型公头，黑，2米 | 63.6461 | https://www.l-com.cn/audio-video-low-profile-displayport-cable-male-male-black-20m
M12FT4DMS | 屏蔽M12 4针D编码现场端接公头连接器 | 243.8348 | https://www.l-com.cn/ethernet-m12-4-pin-d-code-male-shielded-field-termination-connector
NBW121005 | 防风雨NEMA外壳，带窗口，12.0in/30.5cm x 10.0in/25.4cm x 5.0in/12.7cm | 799.3434 | https://www.l-com.cn/nema-enclosures-12x10x5-inch-weatherproof-windowed-nema-enclosure-only
CTL35MM-25 | 立体声音频线缆，公头/公头，25.0 ft/7.6 m | 32.328 | https://www.l-com.cn/audio-video-stereo-audio-cable-male-male-250-ft
U3A00013-03M | 高柔性USB 3.0线缆，A型公头/B型公头，0.3米 | 21.336 | https://www.l-com.cn/usb-usb-30-high-flex-type-a-male-to-type-b-male-03m
CGSVGAMF-3 | 标准型SVGA线缆，HD15公头/母头，3.0ft/0.9m | 46.684 | https://www.l-com.cn/audio-video-standard-grade-svga-cable-hd15-male-female-30-ft
CSM94L-2M | 自锁型IEEE-1394火线线缆，1型公头 / 1型公头,2.0m | 99.576 | https://www.l-com.cn/firewire-din-scsi-sata-latching-ieee-1394-firewire-cable-type-1-type-1-20m
CSMN50MM-1 | 优良型D-Sub模制线缆，DB50公头/公头，1.0ft/0.3m | 60.348 | https://www.l-com.cn/d-sub-deluxe-molded-d-sub-cable-db50-male-male-10-ft
CA90LA-B-03M | 直角型USB线缆，左出线A型公头/直通B型公头，0.3米 | 12.1867 | https://www.l-com.cn/usb-right-angle-usb-cable-left-angle-a-male-straight-b-male-03m
CA90LA-DB-05M | 直角型USB线缆，左出线A型公头/下出线B型公头，0.5米 | 72.996 | https://www.l-com.cn/usb-right-angle-usb-cable-left-angle-a-male-down-angle-b-male-05m
CABLK90LA-RB-05M | 直角型USB线缆，左出线A型公头/右出线B型公头，黑，0.5米 | 12.888 | https://www.l-com.cn/usb-right-angle-usb-cable-left-angle-a-male-right-angle-b-male-black-05m
FOATSTU-05D | 特优型光纤衰减器，ST/UPC，5db | 150.0467 | https://www.l-com.cn/fiber-optic-premium-fiber-attenuator-st-upc-5db
TRD815SRA2BL-3 | 超5类屏蔽直角型跳线，直通/直角上出线，蓝，3英尺（0.9米） | 16.6032 | https://www.l-com.cn/ethernet-category-5e-shielded-right-angle-patch-cable-straight-right-angle-up-blue-30-ft
CTL1R-1 | 超细同轴线缆，RCA公头/公头，1.0ft/0.3m | 7.257 | https://www.l-com.cn/audio-video-thinline-coaxial-cable-rca-male-male-10-ft
CTL35MM-10 | 立体声音频线缆，公头/公头，10.0 ft/3.0 m | 15.7915 | https://www.l-com.cn/audio-video-stereo-audio-cable-male-male-100-ft
CS2H15MF-15 | 特优型模制D-Sub线缆，HD15公头/HD15母头，15英尺（4.6米） | 56.589 | https://www.l-com.cn/d-sub-premium-molded-d-sub-cable-hd15-male-female-150-ft
CSM25MM-5 | 经济型模制D-Sub 线缆，DB25 公头 / DB25 公头,5.0 ft / 1.5 m | 73.695 | https://www.l-com.cn/d-sub-economy-molded-d-sub-cable-db25-male-male-50-ft
PMDVI-DDLMF-3 | 特优型面板安装式双通道DVI-D公头/母头线缆组件，3英尺（0.9米） | 96.81 | https://www.l-com.cn/audio-video-premium-panel-mount-dvi-d-dual-link-male-female-cable-assembly-3ft
NB121005 | 防风雨外壳，12.0in/30.5cm x 10.0in/25.4cm x 5.0in/12.7cm，UL®认证 | 573.2052 | https://www.l-com.cn/nema-enclosures-12x10x5-inch-ul-listed-weatherproof-nema-4x-enclosure-only
CAU2CMICB-3M | USB 2.0线缆，直通Type-C/直通Micro-B，3米 | 77.532 | https://www.l-com.cn/usb-usb-20-type-c-to-micro-b-straight-connection-3-meter
CA2060MM-1M | Ultra SCSI线缆，0.8mm公头/HPDB68公头，1.0m | 156.702 | https://www.l-com.cn/firewire-din-scsi-sata-ultra-scsi-cable-8mm-male-hpdb68-male-10m
CA45RA-B-05M | 45度弯角USB线缆，45度右出线A型公头/直通公头，0.5米 | 16.8221 | https://www.l-com.cn/usb-45-degree-usb-cable-45-degree-right-angled-a-male-straight-male-05-m
CAA-90UMICB-03M | USB线缆，上角Micro B公头/直向A型公头，0.3m | 12.528 | https://www.l-com.cn/usb-angled-usb-cable-straight-a-male-up-angle-micro-b-male-03m
NB121007 | 12×10×7英寸（30.5×25.4×17.8厘米）UL®认证NEMA-4X级防风雨接线盒，仅接线盒本身 | 636.5297 | https://www.l-com.cn/nema-enclosures-12x10x7-ul-listed-weatherproof-nema-4x-enclosure-only
U3A00058-3M | 工业级USB 3.0线缆，A型公头/A型公头，3米 | 45.7056 | https://www.l-com.cn/usb-industrial-usb-30-a-a-male-cable-3m
RA-14M214F | 直角型TRS 1/4英寸（6.4毫米）转接头，公头/母头 | 25.884 | https://www.l-com.cn/audio-video-right-angle-trs-1-4-adapter-male-to-female
FOS-HFBR-.5 | 单工HFBR塑料光缆，0.5米 | 140.4864 | https://www.l-com.cn/fiber-optic-simplex-hfbr-plastic-fiber-optic-cable-05m
WPD115 | 不锈钢壁装插座板，一个DB15/HD26/DVI/显示端口开口 | 12.1832 | https://www.l-com.cn/d-sub-stainless-wall-plate-one-db15-hd26-dvi-displayport-opening
TRG607-T6T-5M | 超6类M12 8针X编码SF/UTP工业级线缆，M12公头/M12公头，5米 | 410.376 | https://www.l-com.cn/ethernet-category-6a-m12-8-position-x-code-double-shielded-industrial-cable-m12-m-m12-m-50m
TRG608-T6T-5M | 超6类M12 8针X编码SF/UTP工业级线缆，M12公头/M12母头，5米 | 415.392 | https://www.l-com.cn/ethernet-category-6a-m12-8-position-x-code-double-shielded-industrial-cable-m12-m-m12-f-50m
CG-C6A-FF | IP68级超6类RJ45直插式耦合器，双向 | 44.9215 | https://www.l-com.cn/ethernet-ip68-rj45-cat6a-rated-feed-through-coupler-two-way-type
CS2NB25MM-10 | 特优型黑色D-Sub模制线缆，DB25公头/公头，10.0ft/3.0m | 86.805 | https://www.l-com.cn/d-sub-premium-molded-black-d-sub-cable-db25-male-male-100-ft
CA90LA-B-05M | 直角型USB线缆，左出线A型公头/直通B型公头，0.5米 | 11.785 | https://www.l-com.cn/usb-right-angle-usb-cable-left-angle-a-male-straight-b-male-05m
UC-B-PMT | USB面板安装式B型PCB连接器 | 19.032 | https://www.l-com.cn/usb-usb-panel-mount-type-b-pcb-connector
CSMT15MM-15 | 金属铠装DB15线缆，公头/公头，15英尺（4.6米） | 128.964 | https://www.l-com.cn/d-sub-metal-armored-db15-cable-male-male-15-ft
CTL4B-15B | 特优型多同轴线缆，4个BNC公头/公头，15.0ft/4.6m | 121.992 | https://www.l-com.cn/audio-video-premium-rgb-multi-coaxial-cable-4-bnc-male-male-150-ft
CVRUSB-A | USB保护盖，用于2.0和3.0 A型插头，10/袋 | 7.124 | https://www.l-com.cn/usb-protective-cover-for-usb-20-30-type-a-plugs-pkg-10
DG909MF1-P | Premium DB9 right angle male to female Adapter | 24.84 | https://www.l-com.cn/d-sub-premium-db9-right-angle-male-to-female-adapter
DG909MF2-P | Premium DB9 right angle male to female Adapter alt orientation | 26.94 | https://www.l-com.cn/d-sub-premium-db9-right-angle-male-to-female-adapter-alt-orientation
DG909MF3-P | Premium DB9 right angle male to female Adapter female stand-off version | 51.705 | https://www.l-com.cn/d-sub-premium-db9-right-angle-male-to-female-adapter-female-stand-off-version
LCSP1035 | Type N F/F In/Out RF Surge Protector 100MHz - 512MHz 750W IP67 20kA Surge Filter with Bracket | 146.692 | https://www.l-com.cn/surge-protector-type-n-f-f-in-out-rf-surge-protector-100mhz-512mhz-750w-ip67-20ka-surge-filter-with-bracket
LCSP1036 | Type N M/F In/Out RF Surge Protector 100MHz - 512MHz 750W IP67 20kA Surge Filter | 134.196 | https://www.l-com.cn/surge-protector-type-n-m-f-in-out-rf-surge-protector-100mhz-512mhz-750w-ip67-20ka-surge-filter
RJ45FTJ | RJ45 Jack Termination Block, Shielded | 48.156 | https://www.l-com.cn/ethernet-rj45-jack-termination-block-shielded
TRD628ALS-BLU-5 | Category 6a Slim Ethernet Patch Cable, Shielded, Dual Rated CM-LSZH, Blue, 5.0Ft | 43.845 | https://www.l-com.cn/ethernet-category-6a-slim-ethernet-patch-cable-shielded-dual-rated-cm-lszh-blue-50ft
TRD695OD-1 | Cat6 Outdoor Patch Cable, RJ45/RJ45, Black, 1.0 ft | 27.4104 | https://www.l-com.cn/ethernet-cat6-outdoor-patch-cable-rj45-rj45-black-10-ft
TRD695OD-15 | Cat6 Outdoor Patch Cable, RJ45/RJ45, Black, 15.0 ft | 88.7575 | https://www.l-com.cn/ethernet-cat6-outdoor-patch-cable-rj45-rj45-black-150-ft
TRD695OD-3 | Cat6 Outdoor Patch Cable, RJ45/RJ45, Black, 3.0 ft | 36.4147 | https://www.l-com.cn/ethernet-cat6-outdoor-patch-cable-rj45-rj45-black-30-ft
TRG611-T6T-1M | Category 6a M12 8 Position X code Double Shielded Industrial Cable, M12 F Panel Mount / RJ45, 1.0m | 149.892 | https://www.l-com.cn/ethernet-category-6a-m12-8-position-x-code-double-shielded-industrial-cable-m12-f-panel-mount-rj45-10m
TRG884-P6B-05M | M12 8 Position A-code Shielded Industrial Outdoor Assembly, PUR Jacket, M/F, Black, 0.5M | 88.284 | https://www.l-com.cn/ethernet-m12-8-position-a-code-shielded-industrial-outdoor-assembly-pur-jacket-m-f-black-05m
U2A00015-03M | LSZH USB Cables with Ferrites Type A-A 0.3M | 14.514 | https://www.l-com.cn/usb-lszh-usb-cables-with-ferrites-type-a-a-03m
U2A00016-3M | LSZH USB Cable with Ferrites Type A-B 3M | 45.825 | https://www.l-com.cn/usb-lszh-usb-cable-with-ferrites-type-a-b-3m
U2A00016-5M | LSZH USB Cable with Ferrites Type A-B 5M | 94.644 | https://www.l-com.cn/usb-lszh-usb-cable-with-ferrites-type-a-b-5m
U2A00017-2M | LSZH USB cable with Ferrites Type A male to Type A Female 2M | 34.188 | https://www.l-com.cn/usb-lszh-usb-cable-with-ferrites-type-a-male-to-type-a-female-2m
U3A00026-1M | USB cable 3.0, waterproof Type C female to Type A male 1M | 112.5 | https://www.l-com.cn/usb-usb-cable-30-waterproof-type-c-female-to-type-a-male-1m
U3A00030-05M | USB 3.0 Type A Coupler, Female Bulkhead male Latching 0.5M | 44.988 | https://www.l-com.cn/usb-usb-30-type-a-coupler-female-bulkhead-male-latching-05m
U3A00030-1M | USB 3.0 Type A Coupler, Female Bulkhead male Latching 1M | 47.376 | https://www.l-com.cn/usb-usb-30-type-a-coupler-female-bulkhead-male-latching-1m
U3A00046-05M | USB 3.0 Female to male Type A right angle up exit 0.5M | 35.448 | https://www.l-com.cn/usb-usb-30-female-to-male-type-a-right-angle-up-exit-05m
NB14-18-FRK-10F | 适用于14和18英寸机柜 120V AC的风扇更换套件 | 97.6666 | https://www.l-com.cn/nema-enclosures-fan-replacement-kit-for-14-18-enclosures-120vac
NB14-18-FRK-40F | 适用于14和18英寸机柜 48V DC的风扇更换套件 | 114.048 | https://www.l-com.cn/nema-enclosures-fan-replacement-kit-for-14-18-enclosures-48vdc
NB14-18-FRK-50F | 适用于14和18英寸机柜 12V DC的风扇更换套件 | 84.0845 | https://www.l-com.cn/nema-enclosures-fan-replacement-kit-for-14-18-enclosures-12vdc
NB14-18-VR-KIT | NB14 / NB18机箱的通风口更换套件 | 31.0003 | https://www.l-com.cn/nema-enclosures-vent-replacement-kit-for-nb14-nb18-enclosures
NB20-FRK-10F | 用于20英寸机箱的120V AC风扇的更换套件 | 101.088 | https://www.l-com.cn/nema-enclosures-fan-replacement-kit-for-20-enclosures-120vac
NBPC181610-KIT | 18x16x10英寸UL®认证的聚碳酸酯防风雨NEMA 4X外壳 带铝安装板，深灰色 | 1934.8243 | https://www.l-com.cn/nema-enclosures-18x16x10-ul-listed-polycarbonate-weatherproof-nema-4x-enclosure-w-aluminum-mounting-plate-dk-gry
NBPC181610-KIT01 | 18x16x10英寸UL®认证的聚碳酸酯防风雨NEMA 4X外壳/非金属安装板，深灰色 | 1875.8615 | https://www.l-com.cn/nema-enclosures-18x16x10-ul-listed-polycarbonate-weatherproof-nema-4x-enclosure-non-metallic-mount-plate-dk-gry
U3A00018-05M | 防水型USB3.0线缆组件，IP67面板安装A型母头/标准A型公头，30/24AWG，PVC黑色护套，0.5米 | 58.38 | https://www.l-com.cn/waterproof-usb-3.0-cable-assembly-ip67-panel-mount-a-female-standard-a-male-30-24awg-pvc-jacket-black-0.5m-u3a00018-05m
U3A00023-105M | 防水型USB3.0线缆组件，IP67金属A型公头/标准A型公头，30/24AWG，PVC黑色护套，1.5米 | 95.676 | https://www.l-com.cn/waterproof-usb-3.0-cable-assembly-ip67-metal-a-male-standard-a-male-30-24awg-pvc-jacket-black-1.5m-u3a00023-105m
U3A00023-1M | 防水型USB3.0线缆组件，IP67金属A型公头/标准A型公头，30/24AWG，PVC黑色护套，1米 | 93.528 | https://www.l-com.cn/waterproof-usb-3.0-cable-assembly-ip67-metal-a-male-standard-a-male-30-24awg-pvc-jacket-black-1.0m-u3a00023-1m
TFCPUR5730-500 | 超5类散装线缆，SF/UTP双屏蔽，4对26AWG多股导线，工业级户外聚氨酯（PUR） 黑，500英尺（152.4米） | 3148.257 | https://www.l-com.cn/category-5e-bulk-cable-sf-utp-double-shielded-4-pair-26awg-stranded-conductor-industrial-outdoor-polyurethane-pur-black-500ft-tfcpur5730-500
U3A00028-03M | USB3.0线缆组件，A型至A型，带自锁A型连接器，30/24AWG，UL21551低烟无卤（LSZH）护套，黑，0.3米 | 65.736 | https://www.l-com.cn/usb-3.0-cable-assembly-a-a-latching-type-a-connectors-30-24awg-ul-21551-low-smoke-zero-halogen-lszh-jacket-black-0.3m-u3a00028-03m
U3A00029-075M | USB3.0线缆组件，A型至B型，带自锁A型连接器，30/24AWG，UL21551低烟无卤（LSZH）护套，黑，0.75米 | 64.764 | https://www.l-com.cn/usb-3.0-cable-assembly-a-b-latching-type-a-connector-30-24awg-ul-21551-low-smoke-zero-halogen-lszh-jacket-black-0.75m-u3a00029-075m
U3A00029-105M | USB3.0线缆组件，A型至B型，带自锁A型连接器，30/24AWG，UL21551低烟无卤（LSZH）护套，黑，1.5米 | 69.912 | https://www.l-com.cn/usb-3.0-cable-assembly-a-b-latching-type-a-connector-30-24awg-ul-21551-low-smoke-zero-halogen-lszh-jacket-black-1.5m-u3a00029-105m
NB-CG0.8 | 聚碳酸酯轮毂式线缆防水接头，带锁紧螺母（0.236-0.472） | 35.2599 | https://www.l-com.cn/pc-hub-cord-grip-lock-nut-.236-.472-nb-cg0.8
NB-CG1.3 | NPT螺纹式线缆防水接头，带锁紧螺母（0.709-0.984） | 64.0121 | https://www.l-com.cn/npt-cord-grip-lock-nut-.709-.984-nb-cg1.3
NBPC-V1 | 聚碳酸酯通风窗护罩套件，灰，1件 | 149.2469 | https://www.l-com.cn/polycarbonate-vent-shroud-kit-gray-one-pc-nbpc-v1
AL6-SMSFBW-9 | 射频电涌保护器，SMA型母头/公头，直流-6GHz | 232.1963 | https://www.l-com.cn/rf-surge-protector-type-sma-f-m-dc-6ghz
LCAD30011 | SMA公头/ SMB插座同轴适配器 | 35.191 | https://www.l-com.cn/Coaxial-Adapter-SMA-Male-SMB-Jack
LCAD30027 | 同轴适配器，SMA母头/ BNC穿壁式母头 | 43.6283 | https://www.l-com.cn/Coaxial-Adapter-SMA-Female-Bulkhead-BNC-Female
NB12-RP1H0 | 用于1210xx-1H0机箱的预组装替换安装板 | 651.6703 | https://www.l-com.cn/assembled-replacement-mounting-plate-for-1210xx-1h0-enclosures
NB14-RP10F-1 | 用于1412xx-10F-1机箱的预组装替换安装板 | 399.4379 | https://www.l-com.cn/assembled-replacement-mounting-plate-for-1412xx-10f-1-enclosures
NB14-RP1HF-1 | 用于1412xx-1HF-1机箱的预组装替换安装板 | 395.7029 | https://www.l-com.cn/assembled-replacement-mounting-plate-for-1412xx-1hf-1-enclosures
NB14-RP1HFA2 | 用于1412xx-1HFA2机箱的预组装替换安装板 | 1070.6826 | https://www.l-com.cn/assembled-replacement-mounting-plate-for-1412xx-1hfa2-enclosures
NB18-RP10F-1 | 用于1816xx-10F-1机箱的预组装替换安装板 | 508.6185 | https://www.l-com.cn/assembled-replacement-mounting-plate-for-1816xx-10f-1-enclosures
NB20-RP100 | 用于2016xx-100机箱的预组装替换安装板 | 453.076 | https://www.l-com.cn/assembled-replacement-mounting-plate-for-2016xx-100-enclosures
NB20-RP10FS | 用于2016xx-10FS机箱的预组装替换安装板 | 669.0673 | https://www.l-com.cn/assembled-replacement-mounting-plate-for-2016xx-10fs-enclosures
NB20-RP1HF-1 | 用于2016xx-1HF-1机箱的预组装替换安装板 | 952.8376 | https://www.l-com.cn/assembled-replacement-mounting-plate-for-2016xx-1hf-1-enclosures
NB20-RP1HFA2 | 用于2016xx-1HFA2机箱的预组装替换安装板 | 1515.3542 | https://www.l-com.cn/assembled-replacement-mounting-plate-for-2016xx-1hfa2-enclosures
TSPFTC8S | 以太网屏蔽八类RJ45室外终端插头，额定值为25-40gig，坚固的金属设计，22-26AWG，PoE Plus Plus额定值 | 41.6462 | https://www.l-com.cn/ethernet-shielded-category-8-rj45-field-termination-plug-rated-for-25-40gig-ruggedized-metal-design-22-26AWG-poe-plus-plusrated
U2C00042 | USB 2.0适配器耦合器，屏蔽，A型母插孔至B型公插头，直列式，黑色 | 18.228 | https://www.l-com.cn/usb-20-adapter-coupler-shielded-type-a-female-jack-receptacle-to-type-b-male-plug-in-line-black
U3A00017-1M | 防水USB 3.0电缆组件，IP67 B公插头到标准B公插头，30 / 24AWG，PVC，黑色，１米 | 107.688 | https://www.l-com.cn/waterproof-usb-30-cable-assembly-ip67-b-male-plug-to-standard-b-male-plug-30-24awg-pvc-black-10m
U3A00062-075M | USB 3.0电缆组件，A型公插头到A型母插孔，30 / 24AWG，PVC，白色，0.75米 | 89.196 | https://www.l-com.cn/usb-30-cable-assembly-type-a-male-plug-to-type-a-female-jack-30-24awg-pvc-white-075m
U3A00071-3M | 塑料铠装USB 3.0电缆组件，A型公插头到A型公插头，28/26 / 22AWG，塑料铠装，3.0米 | 123.78 | https://www.l-com.cn/plastic-armored-usb-30-cable-assembly-type-a-male-plug-to-type-a-male-plug-28-26-22awg-plastic-armor-30m
U3A00075-03M | USB 3.0直角电缆组件，90度左/右C型公插头到直A型公插头，32 / 26AWG，PVC，黑色，0.3米 | 93.816 | https://www.l-com.cn/usb-30-right-angle-cable-assembly-90-degree-left-right-type-c-male-plug-to-straight-type-a-male-plug-32-26awg-pvc-black-03m
U3A00075-1M | USB 3.0直角电缆组件，90度左/右C型公插头到直A型公插头，32 / 26AWG，PVC，黑色，1.0米 | 108.852 | https://www.l-com.cn/usb-30-right-angle-cable-assembly-90-degree-left-right-type-c-male-plug-to-straight-type-a-male-plug-32-26awg-pvc-black-10m
U3A00078-05M | USB 3.0直角电缆组件，90度左/右C型公插头到90度右A型公插头，32 / 26AWG，PVC，黑色，0.5米 | 113.964 | https://www.l-com.cn/usb-30-right-angle-cable-assembly-90-degree-left-right-type-c-male-plug-to-90-degree-right-type-a-male-plug-32-26awg-pvc-black-05m
U3A00080-03M | USB 3.0直角电缆组件，90度右A型插头至90度右A型插头，30 / 24AWG，PVC，蓝色，0.3米 | 96.864 | https://www.l-com.cn/usb-30-right-angle-cable-assembly-90-degree-right-type-a-male-plug-to-90-degree-right-type-a-male-plug-30-24awg-pvc-blue-03m
U3A00080-1M | USB 3.0直角电缆组件，90度右A型插头至90度右A型插头，30 / 24AWG，PVC，蓝色，1.0米 | 100.344 | https://www.l-com.cn/usb-30-right-angle-cable-assembly-90-degree-right-type-a-male-plug-to-90-degree-right-type-a-male-plug-30-24awg-pvc-blue-10m
U3A00085-03M | USB 3.0电缆组件，A型公插头到带铁氧体的B型公插头，30 / 24AWG，低烟无卤LSZH，黑色，0.3米 | 86.412 | https://www.l-com.cn/usb-30-cable-assembly-type-a-male-plug-to-type-b-male-plug-w-ferrites-30-24awg-low-smoke-zero-halogen-lszh-black-03m
U3A00086-03M | USB 3.0电缆组件，A型公插头到带铁氧体的A型母插头，30 / 24AWG，低烟无卤LSZH，黑色，0.3米 | 98.904 | https://www.l-com.cn/usb-30-cable-assembly-type-a-male-plug-to-type-a-female-jack-w-ferrites-30-24awg-low-smoke-zero-halogen-lszh-black-03m
U3A00090-2M | USB 3.0电缆组件，A型公插头到带铁氧体的A型母插头，28 /26/22 AWG，低烟无卤LSZH，黑色，2.0米 | 196.956 | https://www.l-com.cn/usb-30-cable-assembly-type-a-male-plug-to-type-a-female-jack-w-ferrites-28-26-22awg-low-smoke-zero-halogen-lszh-black-20m
NBBPC141206-03V | 14x12x06聚碳酸酯防风雨户外IP24 NEMA 3R外壳，改良底座通风盖， 黑色 | 1836.4389 | https://www.l-com.cn/14x12x06-polycarbonate-weatherproof-outdoor-ip24-nema-3r-enclosure-modified-base-vented-lid-black
NBBPC141206-10FS | 14x12x06聚碳酸酯防风雨室外IP24 NEMA 3R机箱，120 VAC 安装板，固态恒温器控制风扇，黑色 | 2411.0508 | https://www.l-com.cn/14x12x06-polycarbonate-weatherproof-outdoor-ip24-nema-3r-enclosure-120-vac-mnt-plt-solid-state-thermostat-fan-black
NBBPC141206-10V | 14x12x06聚碳酸酯防风雨室外IP24 NEMA 3R外壳，120 VAC 安装板，带通风盖，黑色 | 2110.002 | https://www.l-com.cn/14x12x06-polycarbonate-weatherproof-outdoor-ip24-nema-3r-enclosure-120-vac-mnt-plt-vented-lid-black
NBBPC141206-1HF-1 | 14x12x06聚碳酸酯防风雨室外IP24 NEMA 3R机箱，120 VAC 安装板，机械恒温加热器和85华氏度自动开启风扇，黑色 | 2500.548 | https://www.l-com.cn/14x12x06-polycarbonate-weatherproof-outdoor-ip24-nema-3r-enclosure-120-vac-mnt-plt-mechanical-thermostat-heat-85f-turn-on-fan-black
NBBPC181610-03V | 18x16x10聚碳酸酯防风雨IP24 NEMA 3R户外外壳，改良型底座通风盖，黑色 | 2437.4567 | https://www.l-com.cn/18x16x10-polycarbonate-weatherproof-outdoor-ip24-nema-3r-enclosure-modified-base-vented-lid-black
NBBPC181610-10F | 18x16x10聚碳酸酯防风雨室外IP24 NEMA 3R机箱，120 VAC 安装板，机械恒温控制风扇，黑色 | 3295.1318 | https://www.l-com.cn/18x16x10-polycarbonate-weatherproof-outdoor-ip24-nema-3r-enclosure-120-vac-mnt-plt-mechanical-thermostat-fan-black
NBBPC181610-10F-1 | 18x16x10聚碳酸酯防风雨室外IP24 NEMA 3R机箱，120 VAC 安装板，机械恒温器85华氏度自动开启风扇，黑色 | 3212.9603 | https://www.l-com.cn/18x16x10-polycarbonate-weatherproof-outdoor-ip24-nema-3r-enclosure-120-vac-mnt-plt-mechanical-thermostat-85f-turn-on-fan-black
NBBPC181610-10FS | 18x16x10聚碳酸酯防风雨室外IP24 NEMA 3R机箱，120 VAC 安装板，固态恒温风扇，黑色 | 3376.8852 | https://www.l-com.cn/18x16x10-polycarbonate-weatherproof-outdoor-ip24-nema-3r-enclosure-120-vac-mnt-plt-solid-state-thermostat-fan-black
NBBPC181610-10FSX | 18x16x10聚碳酸酯防风雨室外IP24 NEMA 3R外壳，120VAC 安装板，固态热敏电阻。 节电器控制双风扇BK | 3500.5893 | https://www.l-com.cn/18x16x10-polycarbonate-weatherproof-outdoor-ip24-nema-3r-enclosure-120vac-mnt-plt-solid-state-therm-power-saver-controlled-dual-fans-bk
NBBPC181610-KIT | 18x16x10 UL认证的聚碳酸酯耐候室外IP66 NEMA 4X机箱，套件捆绑，带空白铝安装板，黑色 | 1916.3942 | https://www.l-com.cn/18x16x10-ul-listed-polycarbonate-weatherproof-outdoor-ip66-nema-4x-enclosure-kit-bundled-w-blank-aluminum-mount-plate-black
NBBPC181610-KIT01 | 18x16x10 UL认证的聚碳酸酯防风雨户外IP66 NEMA 4X机箱，套件捆绑有空白塑料安装板，黑色 | 1965.047 | https://www.l-com.cn/18x16x10-ul-listed-polycarbonate-weatherproof-outdoor-ip66-nema-4x-enclosure-kit-bundled-w-blank-plastic-mount-plate-black
TRD695TC-2M | 带有LED灯的6类以太网可追溯电缆组件，由Micro-USB驱动，UTP，PVC，灰色，2.0米 | 35.5104 | https://www.l-com.cn/category-6-ethernet-traceable-cable-assembly-with-led-light-powered-by-micro-usb-utp-pvc-gray-20m
TRGPA401-1M | Profinet A类5e以太网电缆， RJ45至RJ45， SF / UTP双屏蔽22AWG单股导体工业室外用，PLTC标准，TPE绿色 ，1米 | 99.8395 | https://www.l-com.cn/profinet-type-a-category-5e-ethernet-cable-rj45-to-rj45-sf-utp-double-shielded-22awg-solid-industrial-outdoor-pltc-rated-tpe-green-10m
CAU3HFAA-BLK-105M | 高柔性拖链级USB3.0线缆组件，A型公头/-A型公头， 28/26/22AWG，UL20276, VW-1阻燃等级PVC护套，黑色，1.5米 | 82.116 | https://www.l-com.cn/high-flex-drag-chain-usb-30-cable-assembly-type-a-male-plug-to-type-a-male-plug-28-26-22awg-20276-vw-1-pvc-black-15m
CAU3HFAA-BLK-1M | 高柔性拖链级USB3.0线缆组件，A型公头/-A型公头， 28/26/22AWG，UL20276, VW-1阻燃等级PVC护套，黑色，1米 | 66.768 | https://www.l-com.cn/high-flex-drag-chain-usb-30-cable-assembly-type-a-male-plug-to-type-a-male-plug-28-26-22awg-20276-vw-1-pvc-black-10m
CAU3HFAB-BLK-05M | 高柔性拖链级USB3.0线缆组件，A型公头/-B型公头， 28/26/22AWG，UL20276, VW-1阻燃等级PVC护套，黑色，0.5米 | 76.485 | https://www.l-com.cn/high-flex-drag-chain-usb-30-cable-assembly-type-a-male-plug-to-type-b-male-plug-28-26-22awg-20276-vw-1-pvc-black-05m
CAU3HFAB-BLK-2M | 高柔性拖链级USB3.0线缆组件，A型公头/-B型公头， 28/26/22AWG，UL20276, VW-1阻燃等级PVC护套，黑色，2米 | 137.137 | https://www.l-com.cn/high-flex-drag-chain-usb-30-cable-assembly-type-a-male-plug-to-type-b-male-plug-28-26-22awg-20276-vw-1-pvc-black-20m
MPM12OS2-20LCR-1 | 带导针MPO/LC扇出，2mm直径，12芯，单模OS2 9/125μm，OFNR护套，青色，1米 | 253.9296 | https://www.l-com.cn/mpo-w-pins-to-lc-fan-out-20mm-diameter-12-fiber-os2-9-125um-single-mode-ofnr-jacket-aqua-1-meter
U3A00048-03M | USB3.0直角型延长线组件，A型母头/插座至90°直角左弯A型公头/插头，30/24AWG，UL2725 PVC护套，蓝色，0.3米 | 80.019 | https://www.l-com.cn/usb-30-right-angle-extension-cable-assembly-a-female-jack-to-90-degree-left-angle-a-male-plug-30-24awg-ul-2725-pvc-blue-03m
U3A00068-3M | USB3.0弯角延长线缆，A型母头/插座至90°左弯角A型公头/插头，28/26/22AWG, UL 2725 PVC护套，蓝色，3米 | 130.32 | https://www.l-com.cn/usb-30-right-angle-extension-cable-assembly-a-female-jack-to-90-degree-left-angle-a-male-plug-28-26-22awg-ul-2725-pvc-blue-30m
U3A00079-03M | USB3.0 直角型线缆组件，两个90°左弯/右弯C型公头/插头，34/32/30/26AWG，UL2725 PVC护套，黑色，0.3米 | 114.216 | https://www.l-com.cn/usb-30-right-angle-cable-assembly-2x-90-degree-left-right-angle-c-male-plug-34-32-30-26awg-ul-2725-pvc-black-03m
U3A00079-05M | USB3.0 直角型线缆组件，两个90°左弯/右弯C型公头/插头，34/32/30/26AWG，UL2725 PVC护套，黑色，0.5米 | 92.316 | https://www.l-com.cn/usb-30-right-angle-cable-assembly-2x-90-degree-left-right-angle-c-male-plug-34-32-30-26awg-ul-2725-pvc-black-05m
U3A00079-1M | USB3.0 直角型线缆组件，两个90°左弯/右弯C型公头/插头，34/32/30/26AWG，UL2725 PVC护套，黑色，1米 | 95.508 | https://www.l-com.cn/usb-30-right-angle-cable-assembly-2x-90-degree-left-right-angle-c-male-plug-34-32-30-26awg-ul-2725-pvc-black-10m
NBWPC141206-KIT | 14×12×6英寸（35.6×30.5×15.2厘米）UL认证NEMA-4X级防风雨聚碳酸酯接线盒，带铝制安装板，透明盒盖，深灰 | 1208.9088 | https://www.l-com.cn/14x12x06-ul-listed-polycarbonate-weatherproof-nema-4x-enclosure-w-aluminum-mounting-plate-clear-lid-dkgy-nbwpc141206-kit
FOC-4501PFS22SL | HFBR-4501单芯光纤连接器，用于1.0mm塑料光纤（POF），非自锁式，灰色，针对2.2mm线缆外径 | 58.1472 | https://www.l-com.cn/hfbr-4501-simplex-fiber-connector-1.0mm-pof-non-latching-grey-2.2mm-od-cable-foc-4501pfs22sl
VHC00031 | 黑色HDMI/Keystone转接线，带6英寸（15.2厘米）预剥线 | 32.832 | https://www.l-com.cn/black-hdmi-keystone-adapter-with-6-pigtail
VPA00002-1M | Mini DisplayPort to DisplayPort Male/Male LSZH Cable Assembly, 1M | 54.5184 | https://www.l-com.cn/undefined-vha00015-1m
VPA00005-1M | Mini-DisplayPort/HDMI线缆组件，1米 | 97.416 | https://www.l-com.cn/ultra-high-speed-hdmi-cable-m-m-3m-vha00021-3m
VPC00001 | Mini-DisplayPort Keystone耦合器 | 22.464 | https://www.l-com.cn/mini-displayport-displayport-keystone-coupler-VPC00002
FOC-LCSM0216-BLUER | 光纤连接器，LC双芯，用于1.6mm单模光纤，蓝，联套设计，推拉可转换极性 | 60.1544 | https://www.l-com.cn/fiber-connector-lc-duplex-1.6mm-smf-blue-uniboot-push-pull-reversible-polarity-foc-lcsm0216-bluer
EZ-240-QM-RA-X-LC | 适用于LMR-240，LMR-240-DB，LMR-240-FR和240系列电缆的QMA直角型公接头压接/非焊接触头连接 | 74.984 | https://www.l-com.cn/qma-male-right-angle-connector-crimp-non-solder-contact-attachment-lmr-240-lmr-240-db-lmr-240-fr-240-series-cable-ez-240-qm-ra-x-lc
EZ-240-SM-RA-X-LC | 适用于LMR-240，LMR-240-DB，LMR-240-FR和240系列电缆的SMA直角型公接头压接/非焊接触头连接 | 55.8137 | https://www.l-com.cn/sma-male-right-angle-connector-crimp-non-solder-contact-attachment-lmr-240-lmr-240-db-lmr-240-fr-240-series-cable-ez-240-sm-ra-x-lc
TC-400-BM-X-LC | 适用于LMR-400，LMR-400-DB，LMR-400-FR和400系列电缆的BNC公接头压接/焊接触头连接 | 58.4813 | https://www.l-com.cn/bnc-male-connector-crimp-solder-attachment-lmr-400-lmr-400-db-lmr-400-fr-400-series-cable-tc-400-bm-x-lc
TC-400-NF-X-LC | 适用于LMR-400，LMR-400-DB，LMR-400-FR和400系列电缆的N母接头压接/焊接触头连接 | 77.2406 | https://www.l-com.cn/n-female-connector-crimp-solder-attachment-lmr-400-lmr-400-db-lmr-400-fr-400-series-cable-tc-400-nf-x-lc
TSFZC7-BLK-1000F | 7类 10G级以太网散线，各对双绞线单独屏蔽层（S/FTP）之外另设总的编织屏蔽层，26AWG多股导线，LSZH护套，黑色，1000FT （305米） | 1393.464 | https://www.l-com.cn/category-7-10gig-ethernet-bulk-cable-s-ftp-overall-braid-with-individually-foil-shielded-pairs-26awg-stranded-lszh-black-1000f
BU2HF-2824BK-1000F | USB2.0散装线缆，28/24AWG，高柔性VW-1阻燃等级PU护套，黑，1000英尺（304.8米） | 1528.236 | https://www.l-com.cn/usb-20-bulk-cable-28-24awg-high-flex-ul-2725-vw-1-pur-jacket-black-1000ft
BU3-3024BL-1000F | 超高速USB3.0散装线缆，30/24AWG，VW-1阻燃等级UL20276 PVC护套，蓝，1000英尺（304.8米） | 844.308 | https://www.l-com.cn/usb-super-speed-30-bulk-cable-30-24awg-ul-20276-vw-1-pvc-jacket-blue-1000ft
TRD695SFBLK-05F | 6类以太网线缆组件，分别单独屏蔽的双绞线之外进一步裹敷编织屏蔽层（S/FTP），RJ45公头/插头，26AWG多股导线，CMG阻燃级PVC护套，黑，0.5英尺（0.15米） | 22.188 | https://www.l-com.cn/category-6-ethernet-cable-assembly-s-ftp-braid-w-individually-shielded-pairs-rj45-male-plug-26awg-stranded-cmg-pvc-black-05f
TRG885-C4G-5M | M12 8针IP67防护等级A编码户外级耐高温单头线缆组件，非屏蔽，24AWG，VW-1阻燃等级，PVC护套，公头/平切端，灰，5.0米 | 85.54 | https://www.l-com.cn/m12-8-position-ip67-a-code-outdoor-high-temp-pigtail-cable-assembly-unshielded-24awg-vw-1-pvc-jacket-male-to-cut-end-gray-50m
TRG885-P4B-5M | M12 8针IP67防护等级A编码工业级户外单头线缆组件，非屏蔽，24AWG，UL 94V-0阻燃等级，PUR护套，公头/平切端，黑，5.0米 | 84.045 | https://www.l-com.cn/m12-8-position-ip67-a-code-industrial-outdoor-pigtail-cable-assembly-unshielded-24awg-ul-94v-0-pur-jacket-male-to-cut-end-black-50m
TRG887-P4B-2M | M12 8针IP67防护等级A编码工业级户外单头线缆组件，非屏蔽，24AWG，UL 94V-0阻燃等级，PUR护套，母头/平切端，黑，2.0米 | 71.136 | https://www.l-com.cn/m12-8-position-ip67-a-code-industrial-outdoor-pigtail-cable-assembly-unshielded-24awg-ul-94v-0-pur-jacket-female-to-cut-end-black-20m
CSMN15MF-10M | 优良型模制D-Sub 线缆， DB15 公头 / DB15 母头，10米 | 89.085 | https://www.l-com.cn/deluxe-molded-d-sub-cable-db15-male-female-10.0m-csmn15mf-10m
CSMN15MF-5M | 优良型模制D-Sub 线缆， DB15 公头 / DB15 母头，5米 | 59.925 | https://www.l-com.cn/deluxe-molded-d-sub-cable-db15-male-female-5.0m-csmn15mf-5m
TRD855SCR-20M | 超 5 类屏蔽型RJ45以太网跳线(26AWG,PVC), 灰色, 20米 | 81.405 | https://www.l-com.cn/ethernet-cat5e-rj45-ethernet-cable-shielded-26-awg-pvc-jacket-gray-200-m